## ItemSearchResults
Name | Description | Unit Price | Price Level
AIRO2 : BTS-1000A | Bluetooth to RS-232 Converter, Bluetooth 2.0 Class 1, DC Power Adapter & 2dBi Antenna Included | 76 | 1. Base Price
AIRO3 : AGS-7130-AC-LTE-T-LA | Industrial Dual Radio 802.11a/b/g/n/ac WiFi Access Point/Client/Bridge/Repeater plus LTE Radio with Router and Modbus Gateway Capabilities, EOT : -30°C ~ 70°C for Latin America applications only - Not certified with US & Canada carriers | 995 | 1. Base Price
AIRO3 : AGS-7230-AC-T-US | Industrial Dual Radio 802.11a/b/g/n/ac WiFi Access Point/Client/Bridge/Repeater with Router and Modbus Gateway Capabilities, EOT : -30° C ~ 70° C for US applications | 695 | 1. Base Price
AIRO3 : AMS-2111 | Industrial 802.11b/g/n Wireless (Wi-Fi) LAN Access Point/Bridge/Repeater | 350 | 1. Base Price
AIRO3 : AMS-2111-T | Industrial 802.11b/g/n Wireless (Wi-Fi) LAN Access Point/Bridge/Repeater, EOT -40ºC~75ºC | 420 | 1. Base Price
AIRO3 : AMS-7131 | Industrial 802.11a/b/g/n WiFi Access Point/Client/Bridge/Repeater | 446 | 1. Base Price
AIRO3 : AMS-7131-AC | Industrial 802.11a/b/g/n/ac WiFi Access Point/Client/Bridge/Repeater | 466 | 1. Base Price
AIRO3 : AMS-7131-AC-T | Industrial 802.11a/b/g/n/ac WiFi Access Point/Client/Bridge/Repeater, EOT -35°C - 70°C | 540 | 1. Base Price
AIRO3 : AMS-7131-T | Industrial 802.11a/b/g/n WiFi Access Point/Client/Bridge/Repeater, EOT -35°C - 70°C | 520 | 1. Base Price
AIRO3 : ARS-7131 | Industrial 802.11a/b/g/n WiFi Access Point/Client/Bridge/Repeater with Router capabilities. | 680 | 1. Base Price
AIRO3 : ARS-7131-AC | Industrial 802.11a/b/g/n/ac WiFi Access Point/Client/Bridge/Repeater with Router capabilities. | 700 | 1. Base Price
AIRO3 : ARS-7131-AC-T | Industrial 802.11a/b/g/n/ac WiFi Access Point/Client/Bridge/Repeater with Router and extended operating temperature capabilities. | 760 | 1. Base Price
AIRO3 : ARS-7131-T | Industrial 802.11a/b/g/n WiFi Access Point/Client/Bridge/Repeater with Router and extended operating temperature capabilities. | 740 | 1. Base Price
AIRO3 : ARS-7231-AC | Industrial Dual Radio 802.11a/b/g/n/ac WiFi Access Point/Client/Bridge/Repeater with Router Capabilities | 745 | 1. Base Price
AIRO3 : ARS-7231-AC-T | Industrial Dual Radio 802.11a/b/g/n/ac WiFi Access Point/Client/Bridge/Repeater with Router Capabilities; EOT: -35°C to 70°C | 799 | 1. Base Price
AIRO3 : ARS-7235-AC | Industrial Dual Radio IEEE 802.11a/b/g/n/ac Wireless Access Point/Client/Bridge/Repeater/Router | 550 | 1. Base Price
AIRO3 : ARS-7235-AC-T | Industrial Dual Radio IEEE 802.11a/b/g/n/ac Wireless Access Point/Client/Bridge/Repeater/Router; EOT: -35°C to 70°C | 600 | 1. Base Price
AIRO8 : ANT-OM-2405-5805 | 2.4 - 2.5 GHz / 5.1 - 5.9 Ghz Outdoor Omni Antenna 5dBi, N-type Male Connector | 17 | 1. Base Price
AIRO8 : ANT-OM-2408 | 2.4 - 2.5 GHz Outdoor Omni Antenna 8dBi | 39 | 1. Base Price
AIRO8 : ANT-OM-2409 | 2.4 - 2.5 GHz Outdoor Omni Antenna 9dBi | 39 | 1. Base Price
AIRO8 : ANT-OM-2410 | 2.4 - 2.5 GHz Outdoor Omni Antenna 10dBi | 52 | 1. Base Price
AIRO8 : ANT-OM-2412 | 2.4 - 2.5 GHz Outdoor Omni Antenna 12dBi | 61 | 1. Base Price
AIRO8 : ANT-OM-2415 | 2.4 - 2.5 GHz Outdoor Omni Antenna 15dBi | 72 | 1. Base Price
AIRO8 : ANT-OM-5808 | 5.1 – 5.9 GHz Outdoor Omni Antenna 8dBi | 58 | 1. Base Price
AIRO8 : ANT-OM-5810 | 5.1 – 5.9 GHz Outdoor Omni Antenna 10dBi | 77 | 1. Base Price
AIRO8 : ANT-OM-5812 | 5.1 – 5.9 GHz Outdoor Omni Antenna 12dBi | 88 | 1. Base Price
AIRO8 : ANT-OM-5815 | 5.1 – 5.9 GHz Outdoor Omni Antenna 15dBi | 98 | 1. Base Price
AIRO8 : ANT-PA-2414 | 2.4 - 2.5 GHz Outdoor Panel Antenna 14dBi | 41 | 1. Base Price
AIRO8 : ANT-PA-2419 | 2.4 - 2.5 GHz Outdoor Panel Antenna 19dBi | 69 | 1. Base Price
AIRO8 : ANT-PA-5814 | 5.1 – 5.9 GHz Outdoor Panel Antenna 14dBi | 41 | 1. Base Price
AIRO8 : ANT-PA-5818 | 5.1 – 5.9 GHz Outdoor Panel Antenna 18dBi | 69 | 1. Base Price
AIRO8 : CB-NM-NM-C400-1M | Antenna Cable N-type Male to N-type Male, CFD400, 1 Meter | 20 | 1. Base Price
AIRO8 : CB-RSMAM-NM-C200-1M | RF Cable, Reverse SMA Male to N-type Male, C200, 1 Meter | 21 | 1. Base Price
AIRO8 : CB-RSMAM-NM-C200-2M | RF Cable, Reverse SMA Male to N-type Male, C200, 2 Meter | 74.39 | 1. Base Price
AIRO8 : CB-RSMAM-NM-C200-5M | RF Cable, Reverse SMA Male to N-type Male, C200, 5 Meter | 92 | 1. Base Price
AIRO8 : CB-RSMAM-RSMAF-C200-1M | RF Cable, Reverse SMA Male to Reverse SMA Female, C200, 1 Meter | 20 | 1. Base Price
AIRO9 : PA-48-48-US | PoE Injector, Input 100-240VAC/2A, Output 48VDC/1A | 58 | 1. Base Price
ARX-7235-AC-PD-T | Industrial Outdoor IP67 Metal Housing IEEE 802.11a/b/g/n/ac Wireless Access Point/Client/Bridge/Repeater/Router with PoE PD; EOT: -40°C to 70°C | 970 | 1. Base Price
ARY-7235-AC-PD | Industrial Outdoor IP67 Plastic Housing IEEE 802.11a/b/g/n/ac Wireless Access Point/Client/Bridge/Repeater/Router with PoE PD | 880 | 1. Base Price
BT1 : PARANI-SD1000-00 | Bluetooth to RS-232 Converter, Bluetooth 2.0+EDR Class 1, DC Power Adapter and Battery Pack Optional | 94 | 1. Base Price
BT1 : PARANI-SD1000-01 | Bluetooth to RS-232 Converter, Bluetooth 2.0+EDR Class 1, Int'l DC Power Adapter Included (US/EU/UK/AU), Battery Pack Optional | 111 | 1. Base Price
BT1 : PARANI-SD1000-A1 | Bluetooth to RS-232 Converter, Bluetooth 2.0+EDR Class 1, No Antenna or Accessories | 84 | 1. Base Price
BT1 : PARANI-SD1000-B10 | Bluetooth to RS-232 Converter, 10-Unit Bulk Pack, Bluetooth 2.0+EDR Class 1, (OPA, USB Power Cable, and CD are not included) | 865 | 1. Base Price
BT1 : PARANI-SD1000U | Bluetooth USB Adapter for Serial Port replacement, Bluetooth 2.0+EDR Class 1, 300m Working Distance, External antenna option support | 94 | 1. Base Price
BT1 : PARANI-SD1100-00 | Bluetooth to RS-422/485 Converter, Bluetooth 2.0+EDR Class 1, Int'l DC Power Adapter Optional | 94 | 1. Base Price
BT1 : PARANI-SD1100-01 | Bluetooth to RS-422/485 Converter, Bluetooth 2.0+EDR Class 1, Int'l DC Power Adapter Included (US/EU/UK/AU) | 111 | 1. Base Price
BT1 : PARANI-SD1100-A1 | Bluetooth to RS-422/485 Converter, Bluetooth 2.0+EDR Class 1, No Antenna or Accessories | 84 | 1. Base Price
BT1 : PARANI-SD1100-B10 | Bluetooth to RS-422/485 Converter, 10-Unit Bulk Pack, Bluetooth 2.0+EDR Class 1, (OPA, USB Power Cable, and CD are not included) | 865 | 1. Base Price
BT2 : PARANI-MSP1000A | Bluetooth To Ethernet Gateway 1-7 Connections | 567 | 1. Base Price
BT2 : PARANI-MSP1000B | Bluetooth To Ethernet Gateway 1-14 Connections | 661 | 1. Base Price
BT2 : PARANI-MSP1000C | Bluetooth To Ethernet Gateway 1-28 Connections | 850 | 1. Base Price
BT9 : ANT-MGNBASE-1.5M | Antenna Base Magnetic: Stand for Dipole Antennas w/ cable to RP-SMA-male; Cable Length 5 Feet (1.5M) | 18 | 1. Base Price
BT9 : Antaira-DAT5-R | Dipole Antenna, SMA Female-Right Hand Thread, 5dBi | 9 | 1. Base Price
BT9 : Antaira-SAT-R | Stub Antenna, SMA Female-Right Hand Thread | 5 | 1. Base Price
BT9 : PARANI-BPC-G02 | Standard Rechargeable Battery Pack for Parani-SD1000 | 19 | 1. Base Price
BT9 : PARANI-BPC-G03 | Extended Rechargeable Battery Pack for Parani-SD1000 | 35 | 1. Base Price
BT9 : PARANI-DAT-R | Dipole Antenna, SMA Female-Right Hand Thread, 3dBi | 7 | 1. Base Price
BT9 : PARANI-DAT5-R | Dipole Antenna, SMA Female-Right Hand Thread, 5dBi | 9 | 1. Base Price
BT9 : PARANI-DB9FTB | DB9F to TerminalBlock Adapter | 4 | 1. Base Price
BT9 : PARANI-DPA | DC Power Cable For Parani | 2 | 1. Base Price
BT9 : PARANI-EEC | 15cm Antenna Extension Cable for ESD110/210 | 7 | 1. Base Price
BT9 : PARANI-EEC-R | 15cm RP-SMA Right Hand Thread Antenna Extension Cable | 7 | 1. Base Price
BT9 : PARANI-FM9GD | DB9F To DB9M Gender Changer | 4 | 1. Base Price
BT9 : PARANI-OPA-US/EU/JP | Power Adapter For Parani SD (US/EU/JP Plug) | 18 | 1. Base Price
BT9 : PARANI-PAT | Patch Antenna-SMA Female-Left Handed Thread, 9dBi | 53 | 1. Base Price
BT9 : PARANI-PAT-R | Patch Antenna-SMA Female-Right Handed Thread, 9dBi | 53 | 1. Base Price
BT9 : PARANI-RFC | 1M Antenna Extension Cable For Patch Antenna (Parani-PAT), Left Handed Thread | 14 | 1. Base Price
BT9 : PARANI-RFC-R | 1M Antenna Extension Cable For Patch Antenna (Parani-PAT), Right Handed Thread | 14 | 1. Base Price
BT9 : PARANI-SAT | Stub Antenna, SMA Male-Left Hand Thread | 4 | 1. Base Price
BT9 : PARANI-SAT-R | Stub Antenna, SMA Female-Right Hand Thread | 4 | 1. Base Price
BT9 : PARANI-SEC | Antenna Extension Cable 15cm For SD100/200 and MSP100 | 7 | 1. Base Price
BT9 : PARANI-SEC-R | Antenna Extension Cable 15cm SMA Right-Hand Thread (For Parani-ESD1000, MSP1000, APN-210/310, & STW-601C) | 7 | 1. Base Price
BT9 : PARANI-SLR | SMA-Male Left Handed To Right Handed Adapter | 8 | 1. Base Price
BT9 : PARANI-UD100-G03 | Bluetooth 4.0+EDR Class1 USB Adapter, 300m Working Distance, Exchangeable Antenna (Blue Soleil Version) | 37 | 1. Base Price
BT9 : PARANI-UPA | USB Power Cable For Parani SD Series | 3 | 1. Base Price
BTS-1000A-2 | Pair of Bluetooth to RS-232 Converters, Bluetooth 2.0 Class 1, DC Power Adapter Included, 1 Gender Changer Included | 138 | 1. Base Price
BTS-1000A-UD100 | Pair of Bluetooth to RS-232 and Bluetooth to USB , Bluetooth 2.0 Class 1, DC Power Adapter Included | 101 | 1. Base Price
DEVO1 : STE-501C | 1-Port RS-232/422/485 To Ethernet Device Server | 100 | 1. Base Price
DEVO1 : STE-502C | 2-Port RS-232/422/485 To Ethernet Device Server | 157 | 1. Base Price
DEVO1 : STE-6104C-T | 4-Port Industrial Serial RS232/422/485 to Ethernet Device Server, w/DUAL LAN; EOT: -40 ~ 80C | 503 | 1. Base Price
DEVO1 : STE-6104C-T-V2 | 4-Port Industrial Serial RS232/422/485 to Ethernet Device Server, with Dual LAN; EOT: -40°C to 85°C; Version 2 Hardware | 503 | 1. Base Price
DEVO1 : STE-708A | 8-Port 1U Rackmount Industrial RS232 Serial Device Server, AC Input | 919 | 1. Base Price
DEVO1 : STE-708Bi | 8-Port 1U Rackmount Industrial R422/485 Serial Device Server w/Optical Isolation, AC Input | 1123 | 1. Base Price
DEVO1 : STE-708Bi-EU | 8-Port 1U Rackmount Industrial R422/485 Serial Device Server w/Optical Isolation, AC Input, EU Plug | 1123 | 1. Base Price
DEVO1 : STE-716A-EU | 16-Port 1U Rackmount Industrial RS232 Serial Device Server, AC Input, EU Plug | 1149 | 1. Base Price
DEVO1 : STE-716Bi | 16-Port 1U Rackmount Industrial R422/485 Serial Device Server w/Optical Isolation, AC Input | 1469 | 1. Base Price
DEVO1 : STE-716Bi-EU | 16-Port 1U Rackmount Industrial R422/485 Serial Device Server w/Optical Isolation, AC Input, EU Plug | 1469 | 1. Base Price
DEVO2 : STM-501C | Modbus TCP to Serial RTU/ASCII Gateway | 184 | 1. Base Price
DEVO2 : STM-601C | Industrial Modbus TCP (two Ethernet port) to one Serial (232,422,485) RTU/ASCII Gateway | 260 | 1. Base Price
DEVO2 : STM-601C-T | Industrial Modbus TCP (two Ethernet port) to one Serial (232,422,485) RTU/ASCII Gateway with extended operating temperature | 340 | 1. Base Price
DEVO2 : STM-602C | Industrial Modbus TCP (two Ethernet port) to two Serial (232,422,485) RTU/ASCII Gateway | 330 | 1. Base Price
DEVO2 : STM-602C-T | Industrial Modbus TCP (two Ethernet port) to two Serial (232,422,485) RTU/ASCII Gateway with extended operating temperature. | 440 | 1. Base Price
DEVO2 : STM-604C | Industrial Modbus TCP (two Ethernet port) to four Serial (232,422,485) RTU/ASCII Gateway. | 500 | 1. Base Price
DEVO2 : STM-604C-T | Industrial Modbus TCP (two Ethernet port) to four Serial (232,422,485) RTU/ASCII Gateway with extended operating temperature | 605 | 1. Base Price
DEVO3 : STW-611C | 1-port (RS-232/422/485) Industrial 802.11b/g/n Wireless Serial Device Server, Client mode | 293 | 1. Base Price
DEVO3 : STW-612C | 2-port (RS-232/422/485) Industrial 802.11b/g/n Wireless Serial Device Server, Client mode | 367 | 1. Base Price
DEVO9 : CB-RJ45-DB9F-90 | RJ45 to DB9 Female Serial Cable - 90cm | 15 | 1. Base Price
DEVO9 : CB-RJ45-DB9M-30 | RJ45 to DB9 Male Serial Cable - 30cm | 11 | 1. Base Price
DEVO9 : CB-RJ45-DB9M-90 | RJ45 to DB9 Male Serial Cable - 90cm | 13 | 1. Base Price
DEVO9 : PA-STE502-EU | Power Adapter For STE-502C w/Lock (Euro Plug) | 16 | 1. Base Price
DEVO9 : PA-STE502-US | Power Adapter For STE-502C w/Lock (US Plug) | 16 | 1. Base Price
DEVO9 : PA-STX-US | Power Adapter for STE(W)-501/601 & LNX/IMC, (US Plug) | 16 | 1. Base Price
FCU-DIN-RAIL-KIT | Din-Rail Kit for FCU- Modules | 12.5 | 1. Base Price
HELO4 : UEC-G01R | 12cm U.FL to RPSMA Cable, Right-Hand Thread | 6 | 1. Base Price
HELO9 : ADP-RJ45DB9F-C | RJ45 - DB9 Female Cable Adapter, Crossover, Bundle of four | 32 | 1. Base Price
HELO9 : ADP-RJ45DB9M-S | RJ45 - DB9 Male Cable Adapter, Straight, Bundle of four | 32 | 1. Base Price
HELO9 : DIN-RAIL-KIT | DIN-Rail Kit | 5 | 1. Base Price
HELO9 : DIN-RAIL-KIT-2 | Upgraded DIN-Rail clip for Ethernet switches | 12 | 1. Base Price
HELO9 : PA-LS-US/EU/JP | Power Adapter For LS100/110/100B (US/EU/JP Plug) | 13 | 1. Base Price
HELO9 : PA-SS | Power Adapter For SS100/STS400/STS800, Input 100-240VAC/0.6A, Output 5VDC 2.5A (EU & US Plugs included) | 23 | 1. Base Price
LANO1 : LNX-0500-M12-67 | 5-Port M12 Industrial IP67 Waterproof Ethernet Switch, w/5*10/100Tx with M12-connector, 12~48VDC Power Input | 320 | 1. Base Price
LANO1 : LNX-0500-M12-67-T | 5-Port Industrial Unmanaged Ethernet Switch, w/5* 10/100Tx M12 connectors; EOT (-40°C ~ 80°C) IP67 | 349 | 1. Base Price
LANO1 : LNX-0501-M | 5-Port Industrial Unmanaged Ethernet Switch, w/1*100Fx (SC) Multi-Mode 2Km | 178 | 1. Base Price
LANO1 : LNX-0501-M-T | 5-Port Industrial Unmanaged Ethernet Switch w/4*10/100Tx + 1*100Fx (SC) Multi-Mode 2Km; EOT (-40 to 75C) | 209 | 1. Base Price
LANO1 : LNX-0501-S3 | 5-Port Industrial Unmanaged Ethernet Switch, w/4*10/100Tx + 1*100Fx (SC) Single-mode 30Km | 241 | 1. Base Price
LANO1 : LNX-0501-S3-T | 5-Port Industrial Unmanaged Ethernet Switch, w/4*10/100Tx + 1*100Fx (SC) Single-Mode 30Km; EOT: -40 to 75C | 262 | 1. Base Price
LANO1 : LNX-0501-ST-M | 5-Port Industrial Unmanaged Ethernet Switch, w/4*10/100Tx + 1*100Fx (ST) Multi-mode 2Km | 178 | 1. Base Price
LANO1 : LNX-0501-ST-M-T | 5-Port Industrial Unmanaged Ethernet Switch, w/4*10/100Tx + 1*100Fx (ST) Multi-mode 2Km; EOT: -40 to 75C | 209 | 1. Base Price
LANO1 : LNX-0501-ST-S3 | 5-Port Industrial Unmanaged Ethernet Switch, w/4*10/100Tx + 1*100Fx (ST) Single-mode 30Km | 241 | 1. Base Price
LANO1 : LNX-0501-ST-S3-T | 5-Port Industrial Unmanaged Ethernet Switch, w/4*10/100Tx + 1*100Fx (ST) Single-mode 30Km; EOT: -40 to 75C | 262 | 1. Base Price
LANO1 : LNX-0501G-SFP | 5-Port Industrial Unmanaged Ethernet Switch, w/4*10/100/1000Tx + 1*100/1000 SFP slot | 216 | 1. Base Price
LANO1 : LNX-0501G-SFP-T | 5-Port Industrial Unmanaged Ethernet Switch, w/4*10/100/1000Tx + 1*100/1000 SFP slot; EOT: -40~75C | 241 | 1. Base Price
LANO1 : LNX-0601G-SFP | 6-Port Industrial Unmanaged Ethernet Switch, w/5*10/100/1000Tx + 1*100/1000 SFP slot | 226 | 1. Base Price
LANO1 : LNX-0601G-SFP-T | 6-Port Industrial Unmanaged Ethernet Switch, w/5*10/100/1000Tx + 1*100/1000 SFP slot; EOT: -40~75C | 262 | 1. Base Price
LANO1 : LNX-0602-M | 6-Port Industrial Unmanaged Ethernet Switch, w/2*100Fx (SC) Mulit-mode 2Km | 220 | 1. Base Price
LANO1 : LNX-0602-M-T | 6-Port Industrial Unmanaged Ethernet Switch, w/2*100Fx (SC) Mulit-mode 2Km, EOT (-40°C - 75°C) | 272 | 1. Base Price
LANO1 : LNX-0602-S3 | 6-Port Industrial Unmanaged Ethernet Switch, w/2*100Fx (SC) Single-mode 30Km | 283 | 1. Base Price
LANO1 : LNX-0602-S3-T | 6-Port Industrial Unmanaged Ethernet Switch, w/2*100Fx (SC) Single-mode 30Km, EOT (-40°C - 75°C) | 314 | 1. Base Price
LANO1 : LNX-0602-ST-M | 6-Port Industrial Unmanaged Ethernet Switch, w/2*100Fx (ST) Mulit-mode 2Km | 220 | 1. Base Price
LANO1 : LNX-0602-ST-M-T | 6-Port Industrial Unmanaged Ethernet Switch, w/2*100Fx (ST) Mulit-mode 2Km, EOT (-40°C - 75°C) | 272 | 1. Base Price
LANO1 : LNX-0602-ST-S3 | 6-Port Industrial Unmanaged Ethernet Switch, w/2*100Fx (ST) Single-mode 30Km | 283 | 1. Base Price
LANO1 : LNX-0602-ST-S3-T | 6-Port Industrial Unmanaged Ethernet Switch, w/2*100Fx (ST) Single-mode 30Km, EOT (-40°C - 75°C) | 314 | 1. Base Price
LANO1 : LNX-0702C-SFP | 7-Port Industrial Unmanaged Ethernet Switch, w/5*10/100Tx + 2*100/1000 SFP Slot | 241 | 1. Base Price
LANO1 : LNX-0702C-SFP-T | 7-Port Industrial Unmanaged Ethernet Switch, w/5*10/100Tx + 2*100/1000 SFP Slot; EOT: -40 ~ 75C | 283 | 1. Base Price
LANO1 : LNX-0702G-SFP | 7-Port Industrial Gigabit Unmanaged Ethernet Switch, w/5*10/100/1000Tx + 2*100/1000 SFP Slot | 314 | 1. Base Price
LANO1 : LNX-0702G-SFP-T | 7-Port Industrial Gigabit Unmanaged Ethernet Switch, w/5*10/100/1000Tx + 2*100/1000 SFP Slot; EOT: -40 ~ 75C | 367 | 1. Base Price
LANO1 : LNX-0802C-SFP | 8-Port Industrial Unmanaged Ethernet Switch, w/6*10/100Tx + 2*Gigabit Combo Ports (2*10/100/100 RJ45, 2*100/1000 SFP) | 405 | 1. Base Price
LANO1 : LNX-0802C-SFP-T | 8-Port Industrial Unmanaged Ethernet Switch, w/6*10/100Tx + 2*Gigabit Combo Ports (2*10/100/100 RJ45, 2*100/1000 SFP); EOT: -40 to 75C | 447 | 1. Base Price
LANO1 : LNX-1002C-SFP | 10-Port Industrial Gigabit Unmanaged Ethernet Switch, w/8*10/100Tx + 2*Gigabit Combo (2*10/100/1000 RJ45, and 2*100/1000 SFP Slot) | 335 | 1. Base Price
LANO1 : LNX-1002C-SFP-T | 10-Port Industrial Gigabit Unmanaged Ethernet Switch, w/8*10/100Tx + 2*Gigabit Combo (2*10/100/1000 RJ45, and 2*100/1000 SFP Slot); EOT: -40 ~ 75C | 409 | 1. Base Price
LANO1 : LNX-1002G-10G-SFP | 10-Port Industrial Gigabit Unmanaged Ethernet Switch, with 8*10/100/1000Tx and 2*10G SFP+ Slots | 1350 | 1. Base Price
LANO1 : LNX-1002G-SFP | 10-Port Industrial Gigabit Unmanaged Ethernet Switch, w/8*10/100/1000Tx + 2*100/1000 SFP Slots | 482 | 1. Base Price
LANO1 : LNX-1002G-SFP-T | 10-Port Industrial Gigabit Unmanaged Ethernet Switch, w/8*10/100/1000Tx + 2*100/1000 SFP Slots; EOT: -40 to 75 C | 545 | 1. Base Price
LANO1 : LNX-1202G-SFP | 12-Port Industrial Gigabit Unmanaged Ethernet Switch, w/10*10/100/1000Tx + 2*100/1000 SFP Slots | 608 | 1. Base Price
LANO1 : LNX-1202G-SFP-T | 12-Port Industrial Gigabit Unmanaged Ethernet Switch, w/10*10/100/1000Tx + 2*100/1000 SFP Slots; EOT: -40 ~ 75C | 682 | 1. Base Price
LANO1 : LNX-1204G-10G-SFP | 12-Port Industrial Gigabit Unmanaged Ethernet Switch, with 8*10/100/1000Tx, 2*1G SFP Slots, and 2*10G SFP+ Slots | 1399 | 1. Base Price
LANO1 : LNX-1204G-SFP | 12-Port Industrial Gigabit Unmanaged Ethernet Switch, w/8*10/100/1000Tx + 4*100/1000 SFP Slots | 671 | 1. Base Price
LANO1 : LNX-1204G-SFP-T | 12-Port Industrial Gigabit Unmanaged Ethernet Switch, w/8*10/100/1000Tx + 4*100/1000 SFP Slots; EOT: -40 ~ 75C | 755 | 1. Base Price
LANO1 : LNX-1600 | 16-Port Industrial Unmanaged Ethernet Switch, w/16*10/100Tx | 359 | 1. Base Price
LANO1 : LNX-1600-T | 16-Port Industrial Unmanaged Ethernet Switch, w/16*10/100Tx; EOT: -40°C ~ 75°C | 399 | 1. Base Price
LANO1 : LNX-1600G | 16-Port Industrial Gigabit Unmanaged Ethernet Switch, w/16*10/100/1000Tx | 499 | 1. Base Price
LANO1 : LNX-1600G-T | 16-Port Industrial Gigabit Unmanaged Ethernet Switch, w/16*10/100/1000Tx; EOT: -40°C ~ 75°C | 534 | 1. Base Price
LANO1 : LNX-1604G-SFP | 16-Port Industrial Gigabit Unmanaged Ethernet Switch, w/12*10/100/1000Tx + 4*100/1000 SFP Slots | 839 | 1. Base Price
LANO1 : LNX-1604G-SFP-T | 16-Port Industrial Gigabit Unmanaged Ethernet Switch, w/12*10/100/1000Tx + 4*100/1000 SFP Slots; EOT: -40 to 75C | 898 | 1. Base Price
LANO1 : LNX-1802G | 18-Port Industrial Unmangaed Ethernet Switch, w/16*10/100TX + 2 *GigE Combo Ports | 506 | 1. Base Price
LANO1 : LNX-1802G-SFP | 18-Port Industrial Gigabit Unmanaged Ethernet Switch, w/16*10/100/1000Tx + 2*100/1000 SFP Slots | 636 | 1. Base Price
LANO1 : LNX-1802G-SFP-T | 18-Port Industrial Gigabit Unmanaged Ethernet Switch, w/16*10/100/1000Tx + 2*100/1000 SFP Slots; EOT: -40° ~ 75°C | 662 | 1. Base Price
LANO1 : LNX-1802G-T | 18-Port Industrial Unmangaed Ethernet Switch, w/16*10/100TX + 2 *GigE Combo Ports; EOT: -40~80C | 543 | 1. Base Price
LANO1 : LNX-2004G-SFP | 20-Port Industrial Gigabit Unmanaged Ethernet Switch, w/16*10/100/1000Tx + 4*100/1000 SFP Slots | 706 | 1. Base Price
LANO1 : LNX-2004G-SFP-T | 20-Port Industrial Gigabit Unmanaged Ethernet Switch, w/16*10/100/1000Tx + 4*100/1000 SFP Slots; EOT: -40° ~ 75°C | 732 | 1. Base Price
LANO1 : LNX-2602G-SFP | 26-Port Industrial 1U 19" Rackmount Gigabit Unmanaged Ethernet Switch, w/24*10/100/1000TX + 2*Gigabit Combo (2*10/100/1000Tx RJ45 & 2*100/1000 SFP Slots) | 1234 | 1. Base Price
LANO1 : LNX-2602G-SFP-T | 26-Port Industrial 1U 19" Rackmount Gigabit Unmanaged Ethernet Switch, w/24*10/100/1000TX + 2*Gigabit Combo (2*10/100/1000Tx RJ45 & 2*100/1000 SFP Slots); EOT: -40 to 75C | 1259 | 1. Base Price
LANO1 : LNX-500A | 5-Port 10/100TX Slim Industrial Ethernet Switch | 73 | 1. Base Price
LANO1 : LNX-500A-T | 5-Port 10/100TX Slim Industrial Ethernet Switch, Extended Operating Temperature (-40°C ~ 75°C) | 94 | 1. Base Price
LANO1 : LNX-500AG | 5-Port 10/100/1000T Port Industrial Ethernet Switch | 146 | 1. Base Price
LANO1 : LNX-500AG-T | 5-Port 10/100/1000T Port Industrial Ethernet Switch, EOT -40C~75C | 188 | 1. Base Price
LANO1 : LNX-800A | 8-Port Industrial Unmanaged Switch, w/8*10/100Tx | 125 | 1. Base Price
LANO1 : LNX-800A-T | 8-Port Industrial Unmanaged Switch, w/8*10/100Tx; EOT (-40°C - 75°C) | 146 | 1. Base Price
LANO1 : LNX-800A-T-CC | 8-Port Slim Industrial Ethernet Switch, w/8*10/100Tx; EOT: -40°C ~ 75°C, with Conformal Coating | 201 | 1. Base Price
LANO1 : LNX-800AG | 8-Port Industrial Gigabit Unmanaged Ethernet Switch, w/8*10/100/1000Tx | 199 | 1. Base Price
LANO1 : LNX-800AG-T | 8-Port Industrial Gigabit Unmanaged Ethernet Switch, w/8*10/100/1000Tx, EOT: -40°C to 80°C | 241 | 1. Base Price
LANO1 : LNX-C500 | Compact 5-Port Industrial Unmangaed Ethernet Switch, w/5*10/100TX | 100 | 1. Base Price
LANO1 : LNX-C500-CC | Compact 5-Port Industrial Unmangaed Ethernet Switch, w/5*10/100TX with Conformal Coating | 137 | 1. Base Price
LANO1 : LNX-C500-T | Compact 5-Port Industrial Unmangaed Ethernet Switch, w/5*10/100TX; EOT: -40 to 75C | 132 | 1. Base Price
LANO1 : LNX-C500-T-CC | Compact 5-Port Industrial Unmangaed Ethernet Switch, w/5*10/100TX; EOT: -40 to 75C with Conformal Coating | 168 | 1. Base Price
LANO1 : LNX-C500G | Compact 5-Port Industrial Gigabit Unmanaged Ethernet Switch, w/5*10/100/1000TX | 209 | 1. Base Price
LANO1 : LNX-C500G-T | Compact 5-Port Industrial Gigabit Unmangaed Ethernet Switch, w/5*10/100/1000TX; EOT: -40 to 75C | 241 | 1. Base Price
LANO1 : LNX-C800 | 8-Port Industrial Compact Unmanaged Ethernet Switch, w/8*10/100Tx | 165 | 1. Base Price
LANO1 : LNX-C800-T | 8-Port Industrial Compact Unmanaged Ethernet Switch, w/8*10/100Tx; EOT: -40°C to 75°C | 199 | 1. Base Price
LANO1 : LNX-C800G | 8-Port Industrial Compact Gigabit Unmanaged Ethernet Switch, w/8*10/100/1000Tx | 354 | 1. Base Price
LANO1 : LNX-C800G-T | 8-Port Industrial Compact Gigabit Unmanaged Ethernet Switch, w/8*10/100/1000Tx; EOT: -40°C ~ 75°C | 398 | 1. Base Price
LANO2 : LMX-0500-T-V2 | 5-Port Industrial Managed Ethernet Switches w/5*10/100Tx; EOT: -40~75C - Version 2 hardware | 470 | 1. Base Price
LANO2 : LMX-0500-V2 | 5-Port Industrial Light Layer 3 Managed Ethernet Switches w/5*10/100Tx - Version 2 hardware | 395 | 1. Base Price
LANO2 : LMX-0501G-SFP-T-V2 | 5-Port Industrial Gigabit Light Layer 3 Managed Ethernet Switch, w/4*10/100/1000Tx + 1*100/1000 SFP Slot; EOT -40~75C | 625 | 1. Base Price
LANO2 : LMX-0501G-SFP-V2 | 5-Port Industrial Gigabit Light Layer 3 Managed Ethernet Switch, w/4*10/100/1000Tx + 1*100/1000 SFP Slot | 590 | 1. Base Price
LANO2 : LMX-0600-T-V2 | 6-Port Industrial Light Layer 3 Managed Ethernet Switch, with 6*10/100Tx, 12~48VDC Power Input; Version 2 Hardware; EOT: -40°C to 75°C | 530 | 1. Base Price
LANO2 : LMX-0600-V2 | 6-Port Industrial Light Layer 3 Managed Ethernet Switch, with 6*10/100Tx, 12~48VDC Power Input; Version 2 Hardware | 505 | 1. Base Price
LANO2 : LMX-0601G-SFP-T-V2 | 6-Port Industrial Gigabit Light Layer 3 Managed Ethernet Switch, with 5*10/100/1000Tx and 1*100/1000 SFP Slot, 12~48VDC Power Input; Version 2 Hardware; EOT: -40°C to 75°C | 635 | 1. Base Price
LANO2 : LMX-0601G-SFP-V2 | 6-Port Industrial Gigabit Light Layer 3 Managed Ethernet Switch, with 5*10/100/1000Tx and 1*100/1000 SFP Slot, 12~48VDC Power Input; Version 2 Hardware | 599 | 1. Base Price
LANO2 : LMX-0602-M-T-V2 | 6-Port Industrial Light Layer 3 Managed Ethernet Switch, with 4*10/100Tx (30W/Port) and 2*100Fx Multi-Mode 2Km, 12~48VDC Power Input; Version 2 Hardware; EOT: -40°C to 75°C | 615 | 1. Base Price
LANO2 : LMX-0602-M-V2 | 6-Port Industrial Light Layer 3 Managed Ethernet Switch, with 4*10/100Tx (30W/Port) and 2*100Fx Multi-Mode 2Km, 12~48VDC Power Input; Version 2 Hardware | 560 | 1. Base Price
LANO2 : LMX-0702G-SFP-T-V2 | 7-Port Industrial Gigabit Light Layer 3 Managed Ethernet Switch, w/5*10/100/1000Tx and 2*100/1000 SFP Slots; EoT: -40°~75°C; Version 2 Hardware | 791 | 1. Base Price
LANO2 : LMX-0702G-SFP-V2 | 7-Port Industrial Gigabit Light Layer 3 Managed Ethernet Switch, w/5*10/100/1000Tx and 2*100/1000 SFP Slots; Version 2 Hardware | 754 | 1. Base Price
LANO2 : LMX-0800 | 8-Port Industrial Light Layer 3 Managed Ethernet Switch, w/8*10/100Tx Ports | 503 | 1. Base Price
LANO2 : LMX-0800-T | 8-Port Industrial Light Layer 3 Managed Ethernet Switch, w/8*10/100Tx Ports, EOT -40~75C | 535 | 1. Base Price
LANO2 : LMX-0800G | 8-Port Industrial Gigabit Light Layer 3 Managed Ethernet Switch, w/8*10/100/1000Tx Ports | 892 | 1. Base Price
LANO2 : LMX-0800G-T | 8-Port Industrial Gigabit Light Layer 3 Managed Ethernet Switch, w/8*10/100/1000Tx Ports, EoT -40~75C | 944 | 1. Base Price
LANO2 : LMX-0802-M | 8-Port Industrial Light Layer 3 Managed Ethernet Switch, w/6*10/100Tx Ports + 2*100Fx Multi-Mode SC Fiber Ports. | 724 | 1. Base Price
LANO2 : LMX-0802-M-T | 8-Port Industrial Light Layer 3 Managed Ethernet Switch, w/6*10/100Tx Ports + 2*100Fx Multi-Mode SC Fiber Ports, EoT -40~75C. | 787 | 1. Base Price
LANO2 : LMX-0802-S3 | 8-Port Industrial Light Layer 3 Managed Ethernet Switch, w/6*10/100Tx Ports + 2*100Fx (SC) Single-Mode 30Km Fiber Ports. | 808 | 1. Base Price
LANO2 : LMX-0802-S3-T | 8-Port Industrial Light Layer 3 Managed Ethernet Switch, w/6*10/100Tx Ports + 2*100Fx (SC) Single-Mode 30Km Fiber Ports, EoT -40~75C. | 871 | 1. Base Price
LANO2 : LMX-0802-ST-M | 8-Port Industrial Light Layer 3 Managed Ethernet Switch, w/6*10/100Tx Ports + 2*100Fx Multi-Mode ST Fiber Ports. | 724 | 1. Base Price
LANO2 : LMX-0802-ST-M-T | 8-Port Industrial Light Layer 3 Managed Ethernet Switch, w/6*10/100Tx Ports + 2*100Fx Multi-Mode ST Fiber Ports, EoT -40~75C. | 787 | 1. Base Price
LANO2 : LMX-0802-ST-S3 | 8-Port Industrial Managed Ethernet Switch, w/6*10/100Tx Ports + 2*100Fx (ST) Single-Mode 30Km Fiber Ports. | 808 | 1. Base Price
LANO2 : LMX-0802-ST-S3-T | 8-Port Industrial Managed Ethernet Switch, w/6*10/100Tx Ports + 2*100Fx (ST) Single-Mode 30Km Fiber Ports, EoT -40~75C. | 871 | 1. Base Price
LANO2 : LMX-0804G-SFP | 8-Port Industrial Gigabit Light Layer 3 Managed Ethernet Switch, w/4*10/100/1000Tx Ports + 4*100/1000Fx SFP Fiber Slots. | 997 | 1. Base Price
LANO2 : LMX-0804G-SFP-T | 8-Port Industrial Gigabit Light Layer 3 Managed Ethernet Switch, w/4*10/100/1000Tx Ports + 4*100/1000Fx SFP Fiber Slots; EOT: -40 to 75C | 1102 | 1. Base Price
LANO2 : LMX-1002G-10G-SFP | 10-Port Industrial Light Layer 3 Gigabit Managed Ethernet Switch, with 8*10/100/1000Tx and 2*1G/10G SFP+ Slots | 2246 | 1. Base Price
LANO2 : LMX-1002G-SFP | 10-Port Industrial Gigabit Light Layer 3 Managed Ethernet Switch, w/8*10/100/1000Tx + 2*100/1000 SFP Slots | 923 | 1. Base Price
LANO2 : LMX-1002G-SFP-T | 10-Port Industrial Gigabit Light Layer 3 Managed Ethernet Switch, w/8*10/100/1000Tx + 2*100/1000 SFP Slots); EOT: -40~75C | 993 | 1. Base Price
LANO2 : LMX-1202G-SFP | 12-Port Industrial Gigabit Light Layer 3 Managed Ethernet Switch, w/10*10/100/1000Tx + 2*100/1000 SFP | 1133 | 1. Base Price
LANO2 : LMX-1202G-SFP-T | 12-Port Industrial Gigabit Light Layer 3 Managed Ethernet Switch, w/10*10/100/1000Tx + 2*100/1000 SFP; EOT: -40 to 75C | 1238 | 1. Base Price
LANO2 : LMX-1202M-SFP | 12-Port Industrial Gigabit Light Layer 3 Managed Ethernet Switch, w/8*10/100Tx + 2*10/100/1000Tx RJ45, + 2*100/1000 SFP Slots | 839 | 1. Base Price
LANO2 : LMX-1202M-SFP-T | 12-Port Industrial Light Layer 3 Managed Ethernet Switch, w/8*10/100Tx, 2*10/100/1000Tx RJ45, and 2*100/1000 SFP Slots; EOT: -40~75C | 909 | 1. Base Price
LANO2 : LMX-1204G-SFP | 12-Port Industrial Gigabit Light Layer 3 Managed Ethernet Switch, w/8*10/100/1000Tx + 4*100/1000 SFP | 1238 | 1. Base Price
LANO2 : LMX-1204G-SFP-T | 12-Port Industrial Gigabit Light Layer 3 Managed Ethernet Switch, w/8*10/100/1000Tx + 4*100/1000 SFP; EOT: -40 to 75C | 1343 | 1. Base Price
LANO2 : LMX-1204G-SFP-T-CC | 12-Port Industrial Gigabit Light Layer 3 Managed Ethernet Switch, w/8*10/100/1000Tx + 4*100/1000 SFP; EOT: -40 to 75C with Conformal Coating | 1523 | 1. Base Price
LANO2 : LMX-1600G | 16-Port Industrial Gigabit Light Layer 3 Managed Ethernet Switch, with 16*10/100/1000Tx Ports | 1649 | 1. Base Price
LANO2 : LMX-1600G-T | 16-Port Industrial Gigabit Light Layer 3 Managed Ethernet Switch, with 16*10/100/1000Tx Ports; EOT: -40°C to 75°C | 1742 | 1. Base Price
LANO2 : LMX-1802G-SFP | 18-Port Industrial Gigabit Light Layer 3 Managed Ethernet Switch, w/16*10/100/1000Tx Ports + 2*100/1000 SFP ports | 1750 | 1. Base Price
LANO2 : LMX-1802G-SFP-T | 18-Port Industrial Gigabit Light Layer 3 Managed Ethernet Switch, w/16*10/100/1000Tx Ports + 2*100/1000 SFP ports; EOT: -40°C~75°C | 1850 | 1. Base Price
LANO2 : LMX-2004G-SFP | 20-Port Industrial Gigabit Light Layer 3 Managed Ethernet Switch, with 16*10/100/1000Tx Ports and 4*100/1000 SFP Slots; 12~48VDC Power Input | 1875 | 1. Base Price
LANO2 : LMX-2004G-SFP-T | 20-Port Industrial Gigabit Light Layer 3 Managed Ethernet Switch, with 16*10/100/1000Tx Ports and 4*100/1000 SFP Slots; 12~48VDC Power Input; EOT: -40°C to 75°C | 1975 | 1. Base Price
LANO2 : LMX-2602G-SFP | 26-Port Industrial Gigabit Managed Ethernet Switch, w/24*10/100/1000Tx RJ45 and 2*Gigabit Combo Ports (2*10/100/1000Tx RJ45 and 2*100/1000 SFP Slots) | 1695 | 1. Base Price
LANO2 : LMX-2602G-SFP-T | 26-Port Industrial Gigabit Managed Ethernet Switch, w/24*10/100/1000Tx RJ45 and 2*Gigabit Combo Ports (2*10/100/1000Tx RJ45 and 2*100/1000 SFP Slots); EOT: -40°~75°C | 1895 | 1. Base Price
LANO2 : LMX-2828G-10G-SFP | 28-Port Industrial Gigabit Managed Ethernet Switch, with 16*100/1000 SFP Slots, 8*Gigabit Combo Ports (8*10/100/1000Tx RJ45 and 8*100/1000 SFP Slots), and 4*10G SFP+ Slots (1 AC Power Supply Included) | 1998 | 1. Base Price
LANO2 : LMX-C602G-SFP-T-V2 | 6-Port Industrial Compact Gigabit Light Layer 3 Managed Ethernet Switch, with 4*10/100/1000Tx and 2*100/1000 SFP Slots; EOT: -40°C to 75°C | 989 | 1. Base Price
LANO2 : LMX-C602G-SFP-V2 | 6-Port Industrial Compact Gigabit Light Layer 3 Managed Ethernet Switch, with 4*10/100/1000Tx and 2*100/1000 SFP Slots | 938 | 1. Base Price
LANO2 : LNX-1802GN | 18-Port Industrial Managed Ethernet Switch, w/16*10/100Tx + 2*GigE Combo Ports | 1038 | 1. Base Price
LANO2 : LNX-1802GN-T | 18-Port Industrial Managed Ethernet Switch, w/16*10/100Tx + 2*GigE Combo Ports; EOT: -40~80C | 1086 | 1. Base Price
LANO2 : LNX-2012GN-SFP | 20-Port Industrial Gigabit Managed Ethernet Switch, w/8*10/100/1000Tx and, + 12*100/1000 SFP Slot | 1889 | 1. Base Price
LANO2 : LNX-2012GN-SFP-T | 20-Port Industrial Gigabit Managed Ethernet Switch, w/8*10/100/1000Tx and, + 12*100/1000 SFP Slot; EOT: -40~75C | 1994 | 1. Base Price
LANO3 : INJ-0200G-60-24-T | Industrial IEEE 802.3bt Gigabit Type 3 4PPoE Injector; EOT: -40°C ~ 75°C | 210 | 1. Base Price
LANO3 : INJ-C200G-bt-T | Industrial Gigabit IEEE 802.3bt Type 4 4PPoE Injector; EOT: -40°C ~ 75°C | 226 | 1. Base Price
LANO3 : LNP-0500 | 5-Port Industrial PoE+ Unmanaged Ethernet Switch, w/4*10/100Tx (30W/Port) + 1*10/100Tx | 206 | 1. Base Price
LANO3 : LNP-0500-24 | 5-Port Industrial PoE+ Unmanaged Ethernet Switch, w/4*10/100Tx (30W/Port) + 1*10/100Tx, 12~36VDC | 293 | 1. Base Price
LANO3 : LNP-0500-24-T | 5-Port Industrial PoE+ Unmanaged Ethernet Switch, w/4*10/100Tx (30W/Port) + 1*10/100Tx, 12~36VDC, EOT: -40~75C | 314 | 1. Base Price
LANO3 : LNP-0500-T | 5-Port Industrial PoE+ Unmanaged Ethernet Switch, w/4*10/100Tx (30W/Port) + 1*10/100Tx; EOT: -40~75C | 247 | 1. Base Price
LANO3 : LNP-0500G | 5-Port Industrial Gigabit PoE+ Unmanaged Ethernet Switch, w/4*10/100/1000Tx (30W/Port) + 1*10/100/1000Tx | 367 | 1. Base Price
LANO3 : LNP-0500G-24 | 5-Port Industrial Gigabit PoE+ Unmanaged Ethernet Switch, w/4*10/100/1000Tx (30W/Port) + 1*10/100/1000Tx, 12~36VDC input. | 430 | 1. Base Price
LANO3 : LNP-0500G-24-T | 5-Port Industrial Gigabit PoE+ Unmanaged Ethernet Switch, w/4*10/100/1000Tx (30W/Port) + 1*10/100/1000Tx with Wide Operating Temp and Low 12-36VDC input | 461 | 1. Base Price
LANO3 : LNP-0500G-bt | 5-Port Industrial Gigabit IEEE 802.3bt PoE++ Unmanaged Ethernet Switch, w/4*10/100/1000Tx (90W/Port) and 1*10/100/1000Tx | 890 | 1. Base Price
LANO3 : LNP-0500G-bt-24 | 5-Port Industrial Gigabit IEEE 802.3bt PoE++ Unmanaged Ethernet Switch, w/4*10/100/1000Tx (90W/Port) and 1*10/100/1000Tx; 12~55VDC Power Input | 1190 | 1. Base Price
LANO3 : LNP-0500G-bt-24-T | 5-Port Industrial Gigabit IEEE 802.3bt PoE++ Unmanaged Ethernet Switch, w/4*10/100/1000Tx (90W/Port) and 1*10/100/1000Tx; 12~55VDC Power Input; EOT: -40°C~75°C | 1290 | 1. Base Price
LANO3 : LNP-0500G-bt-T | 5-Port Industrial Gigabit IEEE 802.3bt PoE++ Unmanaged Ethernet Switch, w/4*10/100/1000Tx (90W/Port) and 1*10/100/1000Tx; EOT: -40°C~75°C | 950 | 1. Base Price
LANO3 : LNP-0500G-T | 5-Port Industrial Gigabit PoE+ Unmanaged Ethernet Switch, w/4*10/100/1000Tx (30W/Port) + 1*10/100/1000Tx with Wide Operating Temp | 405 | 1. Base Price
LANO3 : LNP-0501-M | 5-Port Industrial PoE+ Unmanaged Ethernet Switch w/4x10/100TX (30W/Port) + 1*100Fx Multi-mode 2Km | 272 | 1. Base Price
LANO3 : LNP-0501-M-24 | 5-Port Industrial PoE+ Unmanaged Ethernet Switch, w/4*10/100Tx (30W/Port) + 1*100Fx Multi-mode 2Km, 12VDC-36VDC | 398 | 1. Base Price
LANO3 : LNP-0501-M-24-T | 5-Port Industrial PoE+ Unmanaged Ethernet Switch, w/4*10/100Tx (30W/Port) + 1*100Fx Multi-mode 2Km, 12VDC-36VDC; EOT: -40~75C | 436 | 1. Base Price
LANO3 : LNP-0501-M-T | 5-Port Industrial PoE+ Unmanaged Ethernet Switch w/4*10/100TX (30W/Port) + 1*100Fx Multi-mode 2Km; EOT: -40~75C | 310 | 1. Base Price
LANO3 : LNP-0501-S3 | 5-Port Industrial PoE+ Unmanaged Ethernet Switch w/4x10/100TX (30W/Port) + 1*100Fx Single-mode 30Km | 314 | 1. Base Price
LANO3 : LNP-0501-S3-24 | 5-Port Industrial PoE+ Unmanaged Ethernet Switch, w/4*10/100Tx (30W/Port) + 1*100Fx Single-mode 30Km, 12VDC-36VDC | 405 | 1. Base Price
LANO3 : LNP-0501-S3-24-T | 5-Port Industrial PoE+ Unmanaged Ethernet Switch, w/4*10/100Tx (30W/Port) + 1*100Fx Single-mode 30Km, 12VDC-36VDC; EOT: -40~75C | 440 | 1. Base Price
LANO3 : LNP-0501-S3-T | 5-Port Industrial PoE+ Unmanaged Ethernet Switch w/4*10/100TX (30W/Port) + 1*100Fx Signle-mode 30Km; EOT: -40~75C | 356 | 1. Base Price
LANO3 : LNP-0501-ST-M | 5-Port Industrial PoE+ Unmanaged Ethernet Switch w/4x10/100TX (30W/Port) + 1*100Fx Multi-mode 2Km, ST Connector | 272 | 1. Base Price
LANO3 : LNP-0501-ST-M-24 | 5-Port Industrial PoE+ Unmanaged Ethernet Switch, w/4*10/100Tx (30W/Port) + 1*100Fx Multi-mode 2Km, ST Connectors, 12VDC-36VDC | 398 | 1. Base Price
LANO3 : LNP-0501-ST-M-24-T | 5-Port Industrial PoE+ Unmanaged Ethernet Switch, w/4*10/100Tx (30W/Port) + 1*100Fx ST connector, Multi-mode 2Km, 12VDC-36VDC; EOT: -40~75C | 436 | 1. Base Price
LANO3 : LNP-0501-ST-M-T | 5-Port Industrial PoE+ Unmanaged Ethernet Switch w/4*10/100TX (30W/Port) + 1*100Fx Multi-mode 2Km, ST Connector; EOT: -40~75C | 314 | 1. Base Price
LANO3 : LNP-0501-ST-S3 | 5-Port Industrial PoE+ Unmanaged Ethernet Switch w/4x10/100TX (30W/Port) + 1*100Fx Single-mode 30Km, ST Connector | 325 | 1. Base Price
LANO3 : LNP-0501-ST-S3-24 | 5-Port Industrial PoE+ Unmanaged Ethernet Switch, w/4*10/100Tx (30W/Port) + 1*100Fx ST Connector, Single-mode 30Km, 12VDC-36VDC | 405 | 1. Base Price
LANO3 : LNP-0501-ST-S3-24-T | 5-Port Industrial PoE+ Unmanaged Ethernet Switch, w/4*10/100Tx (30W/Port) + 1*100Fx ST Connector, Single-mode 30Km, 12VDC-36VDC; EOT: -40~75C | 440 | 1. Base Price
LANO3 : LNP-0501-ST-S3-T | 5-Port Industrial PoE+ Unmanaged Ethernet Switch w/4*10/100TX (30W/Port) + 1*100Fx Signle-mode 30Km, ST Connector; EOT: -40~75C | 356 | 1. Base Price
LANO3 : LNP-0602-M | 6-Port Industrial PoE+ Unmanaged Ethernet Switch, w/4*10/100Tx (30W/Port), 2*100Fx Multi-mode 2Km | 335 | 1. Base Price
LANO3 : LNP-0602-M-T | 6-Port Industrial PoE+ Unmanaged Ethernet Switch, w/4*10/100Tx (30W/Port), 2*100Fx Multi-mode 2Km; EOT: -40~75C | 373 | 1. Base Price
LANO3 : LNP-0602-S3 | 6-Port Industrial PoE+ Unmanaged Ethernet Switch, w/4*10/100Tx (30W/Port), 2*100Fx Single-mode 30Km | 346 | 1. Base Price
LANO3 : LNP-0602-S3-T | 6-Port Industrial PoE+ Unmanaged Ethernet Switch, w/4*10/100Tx (30W/Port), 2*100Fx Single-mode 30Km; EOT: -40~75C | 388 | 1. Base Price
LANO3 : LNP-0602-ST-M | 6-Port Industrial PoE+ Unmanaged Ethernet Switch, w/4*10/100Tx (30W/Port), 2*100Fx Multi-mode 2Km, ST Connector | 335 | 1. Base Price
LANO3 : LNP-0602-ST-M-T | 6-Port Industrial PoE+ Unmanaged Ethernet Switch, w/4*10/100Tx (30W/Port), 2*100Fx Multi-mode 2Km, ST Connector; EOT: -40~75C | 373 | 1. Base Price
LANO3 : LNP-0602-ST-S3 | 6-Port Industrial PoE+ Unmanaged Ethernet Switch, w/4*10/100Tx (30W/Port), 2*100Fx Single-mode 30Km, ST Connector | 346 | 1. Base Price
LANO3 : LNP-0602-ST-S3-T | 6-Port Industrial PoE+ Unmanaged Ethernet Switch, w/4*10/100Tx (30W/Port), 2*100Fx Single-mode 30Km, ST Connector; EOT: -40~75C | 388 | 1. Base Price
LANO3 : LNP-0702C-SFP | 7-Port Industrial PoE+ Unmanaged Ethernet Switch, w/4*10/100Tx (30W/Port), 1*10/100Tx + 2*100/1000 SFP Slot | 409 | 1. Base Price
LANO3 : LNP-0702C-SFP-24 | 7-Port Industrial PoE+ Unmanaged Ethernet Switch, w/4*10/100Tx (30W/Port), 1*10/100Tx + 2*100/1000 SFP Slot; 12~36VDC | 489 | 1. Base Price
LANO3 : LNP-0702C-SFP-24-T | 7-Port Industrial PoE+ Unmanaged Ethernet Switch, w/4*10/100Tx (30W/Port), 1*10/100Tx + 2*100/1000 SFP Slot; 12~36VDC; EOT: -40~75C | 524 | 1. Base Price
LANO3 : LNP-0702C-SFP-T | 7-Port Industrial PoE+ Unmanaged Ethernet Switch, w/4*10/100Tx (30W/Port), 1*10/100Tx + 2*100/1000 SFP Slot; EOT: -40~75C | 447 | 1. Base Price
LANO3 : LNP-0702G-SFP | 7-Port Industrial PoE+ Gigabit Unmanaged Ethernet Switch, w/4*10/100/1000Tx (30W/Port), 1*10/100/1000Tx, + 2*100/1000 SFP Slot | 472 | 1. Base Price
LANO3 : LNP-0702G-SFP-24 | 7-Port Industrial PoE+ Gigabit Unmanaged Ethernet Switch, w/4*10/100/1000Tx (30W/Port), 1*10/100/1000Tx, + 2*100/1000 SFP Slot, 12~36VDC | 545 | 1. Base Price
LANO3 : LNP-0702G-SFP-24-T | 7-Port Industrial PoE+ Gigabit Unmanaged Ethernet Switch, w/4*10/100/1000Tx (30W/Port), 1*10/100/1000Tx, + 2*100/1000 SFP Slot, 12~36VDC; EOT: -40~75C | 587 | 1. Base Price
LANO3 : LNP-0702G-SFP-T | 7-Port Industrial PoE+ Gigabit Unmanaged Ethernet Switch, w/4*10/100/1000Tx (30W/Port), 1*10/100/1000Tx, + 2*100/1000 SFP Slot; EOT: -40~75C | 524 | 1. Base Price
LANO3 : LNP-0800 | 8-Port Industrial PoE+ Unmanaged Ethernet Switch, w/8*10/100Tx (30W/Port) | 335 | 1. Base Price
LANO3 : LNP-0800-24 | 8-Port Industrial PoE+ Unmanaged Ethernet Switch, w/8*10/100Tx (30W/Port), 12VDC-36VDC | 457 | 1. Base Price
LANO3 : LNP-0800-24-T | 8-Port Industrial PoE+ Unmanaged Ethernet Switch, w/8*10/100Tx (30W/Port), 12VDC-36VDC; EOT: -40~75C | 489 | 1. Base Price
LANO3 : LNP-0800-60-24 | 8-Port Industrial PoE+/4PPoE Unmanaged Ethernet Switch, with 4*10/100Tx (30W/Port) and 4*10/100Tx (60W/Port), 12~36VDC Power Input | 695 | 1. Base Price
LANO3 : LNP-0800-60-24-T | 8-Port Industrial PoE+/4PPoE Unmanaged Ethernet Switch, with 4*10/100Tx (30W/Port) and 4*10/100Tx (60W/Port), 12~36VDC Power Input with extended operating temperature range. | 725 | 1. Base Price
LANO3 : LNP-0800-T | 8-Port Industrial PoE+ Unmanaged Ethernet Switch, w/8*10/100Tx (30W/Port); EOT: -40~75C | 367 | 1. Base Price
LANO3 : LNP-0800G-M12-67-24 | 8-Port Industrial M12 IP67 Waterproof Gigabit PoE+ Ethernet Switch, w/8*10/100/1000Tx (30W/Port) M12 Connector (X-Coded); -10° to 60°C | 1360 | 1. Base Price
LANO3 : LNP-0800G-M12-67-24-T | 8-Port Industrial M12 IP67 Waterproof Gigabit PoE+ Ethernet Switch, w/8*10/100/1000Tx (30W/Port) M12 Connector (X-Coded); -40° to 70°C | 1450 | 1. Base Price
LANO3 : LNP-0802-M-24 | 8-Port Industrial PoE+ Unmanaged Ethernet Switch, w/6*10/100Tx (30W/Port) + 2*100Fx Multi-mode 2Km, 12VDC-36VDC | 552 | 1. Base Price
LANO3 : LNP-0802-M-24-T | 8-Port Industrial PoE+ Unmanaged Ethernet Switch, w/6*10/100Tx (30W/Port) + 2*100Fx Multi-mode 2Km, 12VDC-36VDC; EOT: -40~75C | 587 | 1. Base Price
LANO3 : LNP-0802C-SFP | 8-Port Industrial PoE+ Unmanaged Ethernet Switch, w/6*10/100Tx (30W/Port) + 2*Gigabit Combo Ports (2*10/100/100 RJ45, 2*100/1000 SFP) | 514 | 1. Base Price
LANO3 : LNP-0802C-SFP-24 | 8-Port Industrial PoE+ Unmanaged Ethernet Switch, w/6*10/100Tx (30W/Port) + 2*Gigabit Combo Ports (2*10/100/100 RJ45, 2*100/1000 SFP); 12~36VDC | 615 | 1. Base Price
LANO3 : LNP-0802C-SFP-24-T | 8-Port Industrial PoE+ Unmanaged Ethernet Switch, w/6*10/100Tx (30W/Port) + 2*Gigabit Combo Ports (2*10/100/100 RJ45, 2*100/1000 SFP); 12~36VDC, EOT: -40 TO 75C | 661 | 1. Base Price
LANO3 : LNP-0802C-SFP-T | 8-Port Industrial PoE+ Unmanaged Ethernet Switch, w/6*10/100Tx (30W/Port) + 2*Gigabit Combo Ports (2*10/100/1000 RJ45, 2*100/1000 SFP); EOT: -40 TO 75C | 562 | 1. Base Price
LANO3 : LNP-1002C-SFP | 10-Port Industrial PoE+ Gigabit Unmanaged Ethernet Switch, w/8*10/100Tx + 2*Gigabit Combo (2*10/100/1000 RJ45, and 2*100/1000 SFP Slot) | 566 | 1. Base Price
LANO3 : LNP-1002C-SFP-24 | 10-Port Industrial PoE+ Gigabit Unmanaged Ethernet Switch, w/8*10/100Tx + 2*Gigabit Combo (2*10/100/1000 RJ45, and 2*100/1000 SFP Slot); 12~36VDC | 646 | 1. Base Price
LANO3 : LNP-1002C-SFP-24-T | 10-Port Industrial PoE+ Gigabit Unmanaged Ethernet Switch, w/8*10/100Tx + 2*Gigabit Combo (2*10/100/1000 RJ45, and 2*100/1000 SFP Slot); 12~36VDC; EOT: -40~75C | 692 | 1. Base Price
LANO3 : LNP-1002C-SFP-T | 10-Port Industrial PoE+ Gigabit Unmanaged Ethernet Switch, w/8*10/100Tx + 2*Gigabit Combo (2*10/100/1000 RJ45, and 2*100/1000 SFP Slot); EOT: -40~75C | 619 | 1. Base Price
LANO3 : LNP-1002G-10G-SFP | 10-Port Industrial Gigabit PoE+ Unmanaged Ethernet Switch, with 8*10/100/1000Tx (30W/Port) and 2*10G SFP+ Slots | 1650 | 1. Base Price
LANO3 : LNP-1002G-10G-SFP-24 | 10-Port Industrial Gigabit PoE+ Unmanaged Ethernet Switch with 8*10/100/1000Tx (30W/Port) and 2*10G SFP+ Slots; 12~55VDC Power Input | 1750 | 1. Base Price
LANO3 : LNP-1002G-SFP | 10-Port Industrial PoE+ Unmanaged Ethernet Switch, w/8*10/100/1000Tx (30W/Port) + 2*100/1000 SFP Slot | 703 | 1. Base Price
LANO3 : LNP-1002G-SFP-24 | 10-Port Industrial PoE+ Unmanaged Ethernet Switch, w/8*10/100/1000Tx (30W/Port) + 2*100/1000 SFP Slot, 12~36VDC | 787 | 1. Base Price
LANO3 : LNP-1002G-SFP-24-T | 10-Port Industrial PoE+ Unmanaged Ethernet Switch, w/8*10/100/1000Tx (30W/Port)+ 2*100/1000 SFP Slot; 12~36VDC, EOT: - 40 ~ 75C | 846 | 1. Base Price
LANO3 : LNP-1002G-SFP-T | 10-Port Industrial PoE+ Unmanaged Ethernet Switch, w/ 8*10/100/1000Tx (30W/Port) + 2*100/1000 SFP Slot; EOT: - 40 ~ 75C | 766 | 1. Base Price
LANO3 : LNP-1002G-SFP-T-CC | 10-Port Industrial PoE+ Unmanaged Ethernet Switch, w/ 8*10/100/1000Tx (30W/Port) + 2*100/1000 SFP Slot; EOT: - 40° ~ 75°C, 48~55VDC with Conformal Coating | 906 | 1. Base Price
LANO3 : LNP-101AG-T | Industrial PoE Splitter for 10/100/1000T, EOT (-40°C ~ 80°C) | 109 | 1. Base Price
LANO3 : LNP-1202G-SFP | 12-Port Industrial PoE+ Gigabit Unmanaged Ethernet Switch, w/8*10/100/1000Tx (30W/Port), 2*10/100/1000Tx + 2*100/1000 SFP Slots | 839 | 1. Base Price
LANO3 : LNP-1202G-SFP-T | 12-Port Industrial PoE+ Gigabit Unmanaged Ethernet Switch, w/8*10/100/1000Tx (30W/Port), 2*10/100/1000Tx + 2*100/1000 SFP Slots; EOT: -40 ~ 75C | 913 | 1. Base Price
LANO3 : LNP-1204G-10G-SFP | 12-Port Industrial Gigabit PoE+ Unmanaged Ethernet Switch, with 8*10/100/1000Tx (30W/Port), 2*1G SFP Slots, and 2*10G SFP+ Slots | 1699 | 1. Base Price
LANO3 : LNP-1204G-10G-SFP-24 | 12-Port Industrial Gigabit PoE+ Unmanaged Ethernet Switch, with 8*10/100/1000Tx (30W/Port), 2*1G SFP Slots, and 2*10G SFP+ Slots; 12~55VDC Power Input | 1799 | 1. Base Price
LANO3 : LNP-1204G-SFP | 12-Port Industrial PoE+ Gigabit Unmanaged Ethernet Switch, w/8*10/100/1000Tx (30W/Port) + 4*100/1000 SFP Slots | 923 | 1. Base Price
LANO3 : LNP-1204G-SFP-T | 12-Port Industrial PoE+ Gigabit Unmanaged Ethernet Switch, w/8*10/100/1000Tx (30W/Port) + 4*100/1000 SFP Slots; EOT: -40 ~ 75C | 1007 | 1. Base Price
LANO3 : LNP-1600G | 16-Port Industrial PoE+ Unmanaged Ethernet Switch, w/16*10/100/1000Tx (30W/Port) | 727 | 1. Base Price
LANO3 : LNP-1600G-T | 16-Port Industrial PoE+ Unmanaged Ethernet Switch, w/16*10/100/1000Tx (30W/Port); EOT: -40~75C | 751 | 1. Base Price
LANO3 : LNP-1604G-SFP | 16-Port Industrial Gigabit PoE+ Unmanaged Ethernet Switch, w/12*10/100/1000Tx (30W/Port) + 4*100/1000 SFP Slots | 1066 | 1. Base Price
LANO3 : LNP-1604G-SFP-T | 16-Port Industrial Gigabit PoE+ Unmanaged Ethernet Switch, w/12*10/100/1000Tx (30W/Port) + 4*100/1000 SFP Slots; EOT: -40 to 75C | 1171 | 1. Base Price
LANO3 : LNP-1802G-SFP | 18-Port Industrial PoE+ Gigabit Unmanaged Ethernet Switch, w/16*10/100/1000Tx (30W/Port) + 2*100/1000 SFP Slots | 1016 | 1. Base Price
LANO3 : LNP-1802G-SFP-T | 18-Port Industrial PoE+ Gigabit Unmanaged Ethernet Switch, w/16*10/100/1000Tx (30W/Port) + 2*100/1000 SFP Slots; EOT: -40° ~ 75°C | 1049 | 1. Base Price
LANO3 : LNP-2004G-SFP | 20-Port Industrial PoE+ Gigabit Unmanaged Ethernet Switch, w/16*10/100/1000Tx (30W/Port) + 4*100/1000 SFP Slots | 1139 | 1. Base Price
LANO3 : LNP-2004G-SFP-T | 20-Port Industrial PoE+ Gigabit Unmanaged Ethernet Switch, w/16*10/100/1000Tx (30W/Port) + 4*100/1000 SFP Slots; EOT: -40° ~ 75°C | 1171 | 1. Base Price
LANO3 : LNP-201AG-T | Industrial IEEE 802.3at Gigabit PoE Injector, EOT (-40°C ~ 75°C) | 205 | 1. Base Price
LANO3 : LNP-2602G-SFP | 26-Port Industrial 1U 19" Rackmount PoE+ Gigabit Unmanaged Ethernet Switch, w/24*10/100/1000TX (30W/Port) + 2*Gigabit Combo (2*10/100/1000Tx RJ45 & 2*100/1000 SFP Slots) | 1539 | 1. Base Price
LANO3 : LNP-2602G-SFP-T | 26-Port Industrial 1U 19" Rackmount PoE+ Gigabit Unmanaged Ethernet Switch, w/24*10/100/1000TX (30W/Port) + 2*Gigabit Combo (2*10/100/1000Tx RJ45 & 2*100/1000 SFP Slots); EOT: -40 to 75C | 1574 | 1. Base Price
LANO3 : LNP-800AGH | 8-Port Industrial Gigabit PoE+ Unmanaged Ethernet Switch, w/8*10/100/1000Tx (30W/Port) | 430 | 1. Base Price
LANO3 : LNP-800AGH-24 | 8-Port Industrial Gigabit PoE+ Unmanaged Ethernet Switch, w/8*10/100/1000Tx (30W/Port), 12~36VDC Power Input | 493 | 1. Base Price
LANO3 : LNP-800AGH-24-T | 8-Port Industrial Gigabit PoE+ Unmanaged Ethernet Switch, w/8*10/100/1000Tx (30W/Port), 12~36VDC Power Input; EOT: -40°C to 75°C | 514 | 1. Base Price
LANO3 : LNP-800AGH-24-T-CC | 8-Port Industrial PoE+ Unmanaged Ethernet Switch, w/8*10/100/1000Tx (30W/Port), 12~36VDC; EOT: -40°~75°C with Conformal Coating | 650 | 1. Base Price
LANO3 : LNP-800AGH-T | 8-Port Industrial Gigabit PoE+ Unmanaged Ethernet Switch, w/8*10/100/1000Tx (30W/Port); EOT: -40°C to 75°C | 451 | 1. Base Price
LANO3 : LNP-C500G | Compact 5-Port Industrial Gigabit PoE+ Unmanaged Ethernet Switch, w/4*10/100/1000Tx (30W/Port) + 1*10/100/1000Tx | 294 | 1. Base Price
LANO3 : LNP-C500G-T | Compact 5-Port Industrial Gigabit PoE+ Unmanaged Ethernet Switch, w/4*10/100/1000Tx (30W/Port) + 1*10/100/1000Tx; EOT: -40 to 75C | 326 | 1. Base Price
LANO4 : LMP-0501-M-24-T-V2 | 5-Port Industrial PoE+ Managed Ethernet Switches w/4*10/100Tx (30W/Port), and 1*100Fx Multi-Mode 2Km, 12~36VDC; EOT: -40~75C | 825 | 1. Base Price
LANO4 : LMP-0501-M-24-V2 | 5-Port Industrial PoE+ Light Layer 3 Managed Ethernet Switches w/4*10/100Tx (30W/Port), and 1*100Fx Multi-Mode 2Km, 12~36VDC | 780 | 1. Base Price
LANO4 : LMP-0501-M-T-V2 | 5-Port Industrial PoE+ Light Layer 3 Managed Ethernet Switches w/4*10/100Tx (30W/Port), and 1*100Fx Multi-Mode 2Km, EOT: -40~75C | 725 | 1. Base Price
LANO4 : LMP-0501-M-V2 | 5-Port Industrial PoE+ Light Layer 3 Managed Ethernet Switches w/4*10/100Tx (30W/Port), and 1*100Fx Multi-Mode 2Km | 675 | 1. Base Price
LANO4 : LMP-0600-24-T-V2 | 6-Port Industrial PoE+ Light Layer 3 Managed Ethernet Switch w/4*10/100Tx (30W/Port) and 2*10/100Tx, 12~55VDC Power Input; EOT: -40°C to 75°C; Version 2 Hardware | 750 | 1. Base Price
LANO4 : LMP-0600-24-V2 | 6-Port Industrial PoE+ Light Layer 3 Managed Ethernet Switch, with 4*10/100Tx (30W/Port) and 2*10/100Tx, 12~55VDC Power Input; Version 2 Hardware | 665 | 1. Base Price
LANO4 : LMP-0600-T-V2 | 6-Port Industrial PoE+ Light Layer 3 Managed Ethernet Switch, with 4*10/100Tx (30W/Port) and 2*10/100Tx, 48~55VDC Power Input; EOT: -40°C to 75°C; Version 2 Hardware | 695 | 1. Base Price
LANO4 : LMP-0600-V2 | 6-Port Industrial PoE+ Light Layer 3 Managed Ethernet Switch, with 4*10/100Tx (30W/Port) and 2*10/100Tx, 48~55VDC Power Input; Version 2 Hardware | 595 | 1. Base Price
LANO4 : LMP-0601G-SFP-24-T-V2 | 6-Port Industrial Gigabit PoE+ Light Layer 3 Managed Ethernet Switch, w/4*10/100/1000Tx (30W/Port), 1*10/100/1000Tx, and 1*100/1000 SFP Slot, 12~55VDC Power Input; Version 2 Hardware; EOT: -40°C to 75°C | 800 | 1. Base Price
LANO4 : LMP-0601G-SFP-24-V2 | 6-Port Industrial Gigabit PoE+ Light Layer 3 Managed Ethernet Switch, w/4*10/100/1000Tx (30W/Port), 1*10/100/1000Tx, and 1*100/1000 SFP Slot, 12~55VDC Power Input; Version 2 Hardware | 750 | 1. Base Price
LANO4 : LMP-0601G-SFP-T-V2 | 6-Port Industrial Gigabit PoE+ Light Layer 3 Managed Ethernet Switch, w/4*10/100/1000Tx (30W/Port), 1*10/100/1000Tx, and 1*100/1000 SFP Slot, 48~55VDC Power Input; EOT: -40°C to 75°C; Version 2 Hardware | 720 | 1. Base Price
LANO4 : LMP-0601G-SFP-V2 | 6-Port Industrial Gigabit PoE+ Light Layer 3 Managed Ethernet Switch, w/4*10/100/1000Tx (30W/Port), 1*10/100/1000Tx, and 1*100/1000 SFP Slot; 48~55VDC Power Input; Version 2 Hardware | 690 | 1. Base Price
LANO4 : LMP-0602-M-24-T-V2 | 6-Port Industrial PoE+ Light Layer 3 Managed Ethernet Switch, with 4*10/100Tx (30W/Port) and 2*100Fx Multi-Mode 2Km, 12~55VDC Power Input; Version 2 Hardware; EOT: -40°C to 75°C | 925 | 1. Base Price
LANO4 : LMP-0602-M-24-V2 | 6-Port Industrial PoE+ Light Layer 3 Managed Ethernet Switch, with 4*10/100Tx (30W/Port) and 2*100Fx Multi-Mode 2Km, 12~55VDC Power Input; Version 2 Hardware | 870 | 1. Base Price
LANO4 : LMP-0602-M-T-V2 | 6-Port Industrial PoE+ Light Layer 3 Managed Ethernet Switch, with 4*10/100Tx (30W/Port) and 2*100Fx Multi-Mode 2Km, 48~55VDC Power Input; EOT: -40°C to 75°C; Version 2 Hardware | 815 | 1. Base Price
LANO4 : LMP-0602-M-V2 | 6-Port Industrial PoE+ Light Layer 3 Managed Ethernet Switch, with 4*10/100Tx (30W/Port) and 2*100Fx Multi-Mode 2Km, 48~55VDC Power Input; Version 2 Hardware | 777 | 1. Base Price
LANO4 : LMP-0702G-SFP-24-T-V2 | 7-Port Industrial Gigabit PoE+ Light Layer 3 Managed Ethernet Switch, w/4*10/100/1000Tx (30W/port), 1*10/100/1000Tx, and 2*100/1000 SFP Slots; 12~55VDC Power Input; EOT: -40° ~ 75°C; Version 2 Hardware | 932 | 1. Base Price
LANO4 : LMP-0702G-SFP-24-V2 | 7-Port Industrial Gigabit PoE+ Light Layer 3 Managed Ethernet Switch, w/4*10/100/1000Tx (30W/port), 1*10/100/1000Tx, and 2*100/1000 SFP Slots; 12~55VDC Power Input; Version 2 Hardware | 873 | 1. Base Price
LANO4 : LMP-0702G-SFP-bt-24-T-V2 | 7-Port Industrial Gigabit IEEE 802.3bt PoE++ Light Layer 3 Managed Ethernet Switch, with 4*10/100/1000Tx (90W/Port), 1*10/100/1000Tx, and 2*100/1000 SFP Slots; 12~55VDC Power Input; EOT: -40°C to 75°C | 1953 | 1. Base Price
LANO4 : LMP-0702G-SFP-bt-24-V2 | 7-Port Industrial Gigabit IEEE 802.3bt PoE++ Light Layer 3 Managed Ethernet Switch, with 4*10/100/1000Tx (90W/Port), 1*10/100/1000Tx, and 2*100/1000 SFP Slots; 12~55VDC Power Input | 1753 | 1. Base Price
LANO4 : LMP-0702G-SFP-bt-T-V2 | 7-Port Industrial Gigabit IEEE 802.3bt PoE++ Light Layer 3 Managed Ethernet Switch, with 4*10/100/1000Tx (90W/Port), 1*10/100/1000Tx, and 2*100/1000 SFP Slots; 48~55VDC Power Input; EOT: -40°C to 75°C | 1652 | 1. Base Price
LANO4 : LMP-0702G-SFP-bt-V2 | 7-Port Industrial Gigabit IEEE 802.3bt PoE++ Light Layer 3 Managed Ethernet Switch, with 4*10/100/1000Tx (90W/Port), 1*10/100/1000Tx, and 2*100/1000 SFP Slots; 48~55VDC Power Input | 1485 | 1. Base Price
LANO4 : LMP-0702G-SFP-T-V2 | 7-Port Industrial Gigabit PoE+ Light Layer 3 Managed Ethernet Switch, w/4*10/100/1000Tx (30W/port), 1*10/100/1000Tx, and 2*100/1000 SFP Slots; EOT: -40 ~ 75°C; Version 2 Hardware | 851 | 1. Base Price
LANO4 : LMP-0702G-SFP-V2 | 7-Port Industrial Gigabit PoE+ Light Layer 3 Managed Ethernet Switch, w/4*10/100/1000Tx (30W/port), 1*10/100/1000Tx, and 2*100/1000 SFP Slots; Version 2 Hardware | 804 | 1. Base Price
LANO4 : LMP-0800G | 8-Port Industrial PoE+ Light Layer 3 Managed Ethernet Switch, w/8*10/100/1000Tx Gigabit Ports | 1028 | 1. Base Price
LANO4 : LMP-0800G-24 | 8-Port Industrial PoE+ Light Layer 3 Managed Ethernet Switch, w/8*10/100/1000Tx Gigabit Ports, 12~36VDC Power Input. | 1123 | 1. Base Price
LANO4 : LMP-0800G-24-T | 8-Port Industrial PoE+ Light Layer 3 Managed Ethernet Switch, w/8*10/100/1000Tx Gigabit Ports, 12~36VDC Power Input, EoT -40~75C | 1228 | 1. Base Price
LANO4 : LMP-0800G-T | 8-Port Industrial PoE+ Light Layer 3 Managed Ethernet Switch, w/8*10/100/1000Tx Gigabit Ports, EoT -40~75C. | 1102 | 1. Base Price
LANO4 : LMP-0804G-SFP | 8-Port Industrial PoE+ Gigabit Light Layer 3 Managed Ethernet Switch, w/4*10/100/1000Tx Ports + 4*100/1000Fx SFP Fiber Slots. | 1280 | 1. Base Price
LANO4 : LMP-0804G-SFP-T | 8-Port Industrial PoE+ Gigabit Light Layer 3 Managed Ethernet Switch, w/4*10/100/1000Tx Ports + 4*100/1000Fx SFP Fiber Slots, EoT -40~75C. | 1385 | 1. Base Price
LANO4 : LMP-1002G-10G-SFP | 10-Port Industrial PoE+ Light Layer 3 Gigabit Managed Ethernet Switch, with 8*10/100/1000Tx (30W/Port) and 2*1G/10G SFP+ Slots | 2487 | 1. Base Price
LANO4 : LMP-1002G-10G-SFP-24 | 10-Port Industrial PoE+ Light Layer 3 Gigabit Managed Ethernet Switch, with 8*10/100/1000Tx (30W/Port) and 2*1G/10G SFP+ Slots; 12~55VDC Power Input | 2899 | 1. Base Price
LANO4 : LMP-1002G-SFP | 10-Port IndustriaL PoE+ Light Layer 3 Managed Ethernet Switch, w/8*10/100/1000Tx (30W/port) + 2*100/1000 SFP Slot | 1091 | 1. Base Price
LANO4 : LMP-1002G-SFP-24 | 10-Port IndustriaL PoE+ Light Layer 3 Managed Ethernet Switch, w/8*10/100/1000Tx (30W/port) + 2*100/1000 SFP Slot, 12~36VDC | 1276 | 1. Base Price
LANO4 : LMP-1002G-SFP-24-T | 10-Port IndustriaL PoE+ Light Layer 3 Managed Ethernet Switch, w/8*10/100/1000Tx (30W/port) + 2*100/1000 SFP Slot, 12~36VDC; EOT: -40~75C | 1360 | 1. Base Price
LANO4 : LMP-1002G-SFP-T | 10-Port IndustriaL PoE+ Light Layer 3 Managed Ethernet Switch, w/8*10/100/1000Tx (30W/port) + 2*100/1000 SFP Slot; EOT: -40~75C | 1182 | 1. Base Price
LANO4 : LMP-1202G-SFP | 12-Port Industrial Gigabit PoE+ Light Layer 3 Managed Ethernet Switch, w/8*10/100/1000Tx (30W/Port) + 2*10/100/1000Tx + 2*100/1000 SFP | 1364 | 1. Base Price
LANO4 : LMP-1202G-SFP-T | 12-Port Industrial Gigabit PoE+ Light Layer 3 Managed Ethernet Switch, w/8*10/100/1000Tx (30W/Port) + 2*10/100/1000Tx + 2*100/1000 SFP; EOT: -40 to 75C | 1438 | 1. Base Price
LANO4 : LMP-1202M-SFP | 12-Port Industrial PoE+ Light Layer 3 Managed Ethernet Switch, w/8*10/100Tx (30W/Port) , 2*10/100/1000Tx RJ45, and 2*100/1000 SFP Slots | 944 | 1. Base Price
LANO4 : LMP-1202M-SFP-24 | 12-Port Industrial PoE+ Light Layer 3 Managed Ethernet Switch, w/8*10/100Tx (30W/Port) , 2*10/100/1000Tx RJ45, and 2*100/1000 SFP Slots; 12~36VDC | 1165 | 1. Base Price
LANO4 : LMP-1202M-SFP-24-T | 12-Port Industrial PoE+ Light Layer 3 Managed Ethernet Switch, w/8*10/100Tx (30W/Port) , 2*10/100/1000Tx RJ45, and 2*100/1000 SFP Slots; 12~36VDC; EOT: -40~75C | 1259 | 1. Base Price
LANO4 : LMP-1202M-SFP-T | 12-Port Industrial PoE+ Light Layer 3 Managed Ethernet Switch, w/8*10/100Tx (30W/Port) , 2*10/100/1000Tx RJ45, and 2*100/1000 SFP Slots; EOT: -40 to 75C | 1039 | 1. Base Price
LANO4 : LMP-1204G-SFP | 12-Port Industrial Gigabit PoE+ Light Layer 3 Managed Ethernet Switch, w/8*10/100/1000Tx (30W/Port) + 4*100/1000 SFP | 1627 | 1. Base Price
LANO4 : LMP-1204G-SFP-bt | 12-Port Industrial Gigabit IEEE 802.3bt PoE++ Light Layer 3 Managed Ethernet Switch, with 4*10/100/1000Tx (90W/Port), 4*10/100/1000Tx (30W/Port), and 4*100/1000 SFP Slots | 1949 | 1. Base Price
LANO4 : LMP-1204G-SFP-bt-24 | 12-Port Industrial Gigabit IEEE 802.3bt PoE++ Light Layer 3 Managed Ethernet Switch, with 4*10/100/1000Tx (90W/Port), 4*10/100/1000Tx (30W/Port), and 4*100/1000 SFP Slots; 12~55VDC Power Input | 2254 | 1. Base Price
LANO4 : LMP-1204G-SFP-bt-24-T | 12-Port Industrial Gigabit IEEE 802.3bt PoE++ Light Layer 3 Managed Ethernet Switch, with 4*10/100/1000Tx (90W/Port), 4*10/100/1000Tx (30W/Port), and 4*100/1000 SFP Slots; 12~55VDC Power Input; EOT: -40°C to 75°C | 2411 | 1. Base Price
LANO4 : LMP-1204G-SFP-bt-T | 12-Port Industrial Gigabit IEEE 802.3bt PoE++ Light Layer 3 Managed Ethernet Switch, with 4*10/100/1000Tx (90W/Port), 4*10/100/1000Tx (30W/Port), and 4*100/1000 SFP Slots; EOT: -40°C to 75°C | 2113 | 1. Base Price
LANO4 : LMP-1204G-SFP-T | 12-Port Industrial Gigabit PoE+ Light Layer 3 Managed Ethernet Switch, w/8*10/100/1000Tx (30W/Port) + 4*100/1000 SFP; EOT: -40 to 75C | 1711 | 1. Base Price
LANO4 : LMP-1600G | 16-Port Industrial Gigabit PoE+ Light Layer 3 Managed Ethernet Switch, w/16*10/100/1000Tx (30W/port); 48~55VDC Power Input | 2400 | 1. Base Price
LANO4 : LMP-1600G-T | 16-Port Industrial Gigabit PoE+ Light Layer 3 Managed Ethernet Switch, w/16*10/100/1000Tx (30W/port), EoT: -40°C~75°C | 2500 | 1. Base Price
LANO4 : LMP-1802G-SFP | 18-Port Industrial Gigabit PoE+ Light Layer 3 Managed Ethernet Switch, with 16*10/100/1000Tx Ports (30W/Port) and 2*100/1000 SFP Slots, 48~55VDC Power Input | 2600 | 1. Base Price
LANO4 : LMP-1802G-SFP-T | 18-Port Industrial Gigabit PoE+ Light Layer 3 Managed Ethernet Switch, with 16*10/100/1000Tx Ports (30W/Port) and 2*100/1000 SFP Slots, 48~55VDC Power Input; EOT: -40°C~75°C | 2700 | 1. Base Price
LANO4 : LMP-2004G-SFP | 20-Port IndustriaL PoE+ Light Layer 3 Managed Ethernet Switch, w/16*10/100/1000Tx (30W/port) + 4*100/1000 SFP ports | 2700 | 1. Base Price
LANO4 : LMP-2004G-SFP-T | 20-Port IndustriaL PoE+ Light Layer 3 Managed Ethernet Switch, w/16*10/100/1000Tx (30W/port) + 4*100/1000 SFP ports, EoT -40~75C | 2900 | 1. Base Price
LANO4 : LMP-2602G-SFP | 26-Port Industrial PoE+ Gigabit Managed Ethernet Switch, w/24*10/100/1000Tx RJ45 (30W/Port) and 2*Gigabit Combo Ports (2*10/100/1000Tx RJ45 and 2*100/1000 SFP Slots) | 1857 | 1. Base Price
LANO4 : LMP-2602G-SFP-T | 26-Port Industrial PoE+ Gigabit Managed Ethernet Switch, w/24*10/100/1000Tx RJ45 (30W/Port) and 2*Gigabit Combo Ports (2*10/100/1000Tx RJ45 and 2*100/1000 SFP Slots); EOT: -40°~75°C | 1993 | 1. Base Price
LANO4 : LMP-C602G-SFP-bt-T-V2 | 6-Port Industrial Compact Gigabit IEEE 802.3bt PoE++ Light Layer 3 Managed Ethernet Switch, with 4*10/100/1000Tx (90W/Port) and 2*100/1000 SFP Slots, EOT: -40°C to 75°C; 48~55VDC Power Input | 1925 | 1. Base Price
LANO4 : LMP-C602G-SFP-bt-V2 | 6-Port Industrial Compact Gigabit IEEE 802.3bt PoE++ Light Layer 3 Managed Ethernet Switch, with 4*10/100/1000Tx (90W/Port) and 2*100/1000 SFP Slots; 48~55VDC Power Input | 1749 | 1. Base Price
LANO4 : LNP-2804GN-SFP-T | 28-Port 1U 19" Rackmount Industrial Gigabit PoE+ Managed Ethernet Switch, w/24*10/100/1000Tx (PSE: 30W/port) + 4*GigE Combo Ports; EOT: -40~75C | 2414 | 1. Base Price
LANO4 : LNP-602N-ST-MM-T | Industrial 6-port Managed PoE Ethernet Switch with 4x 10/100TX P.S.E. and 2x 100FX, MM 2KM (*Support High Power - 25W per Port) with ST Connectors, EOT (-40°C ~ 70°C) | 435 | 1. Base Price
LANO9 : AD-SCM-STF-M | SC Male To ST Female Adapter Multi-Mode | 48 | 1. Base Price
LANO9 : AD-SCM-STF-S | SC Male To ST Female Adapter Single Mode | 48 | 1. Base Price
LANO9 : CB-M12A3PM-5M | M12 A Code 3P Male to Open Cable, 5 Meter, Wire:UL 24AWG*5C Black, IP68 Protection | 39 | 1. Base Price
LANO9 : CB-M12A5PF-5M | M12 A Code 5P Female to Open Cable, 5 Meter, Wire:UL 24AWG*5C Black, IP68 Protection | 41 | 1. Base Price
LANO9 : CB-M12A5PM-1M | M12 A Code 5P Male to open end, 1 Meter, Wire. 22 gauge | 20 | 1. Base Price
LANO9 : CB-M12D4PM-RJ45-5M | M12 D Code 4P Male to RJ45 Cable, 5 Meter, Wire: CAT5e STP 24AWG Black, IP68 Protection | 52 | 1. Base Price
LANO9 : CB-M12T4PF-1M | M12 T Code 4P female to open end, 1 Meter, Wire. 16 gauge | 55 | 1. Base Price
LANO9 : CB-M12X8PM-10CM | M12 X Code 8P Male to RJ45 Socket, 10 CM | 52 | 1. Base Price
LANO9 : TB-4P-Male | 4-Pin Green Terminal Block for LNX/P-C500, or IMC/P-C1000 series | 5 | 1. Base Price
LANO9 : TB-4P-Male (25pc bag) | 4-Pin Green Terminal Block for LNX/P-C500, or IMC/P-C1000 series | 132 | 1. Base Price
LANO9 : TB-6P-Male | 6-Pin Green Terminal Block for Antaira Switches | 5 | 1. Base Price
LANO9 : TB-6P-Male (25pc bag) | 6-Pin Green Terminal Block for Antaira Switches | 132 | 1. Base Price
MSC1 : MSC-102A | 2-Port RS-232 Universal PCI Card | 41 | 1. Base Price
MSC1 : MSC-102AL-1 | 2-Port RS-232 Universal PCI Card, Low Profile, Low & Standard Profile Brackets Included | 41 | 1. Base Price
MSC1 : MSC-102B1L | 2-Port RS-422/485 Low Profile Universal PCI Card | 104 | 1. Base Price
MSC1 : MSC-102C | 2-Port RS-232/422/485 PCI Card | 125 | 1. Base Price
MSC1 : MSC-102C-SI | 2-Port RS-232/422/485 PCI Card w/ Surge & Isolation | 209 | 1. Base Price
MSC1 : MSC-104CL | 4-Port RS-232/422/485 Universal PCI Serial Card | 188 | 1. Base Price
MSC1 : MSC-108B | 8-Port RS-422/485 Universal PCI Card | 262 | 1. Base Price
MSC1 : MSC-116A | 16-Port RS-232 Universal PCI Card | 352 | 1. Base Price
MSC2 : MSC-202A-V2 | 2-Port RS-232 PCI Express Card, Support Power Over Pin-9 | 73 | 1. Base Price
MSC2 : MSC-202A1 | 2-Port RS-232 PCI Express Card with Oxford Single Chip, Support Power Over Pin-9 | 73 | 1. Base Price
MSC2 : MSC-202AL1 | 2-Port RS-232 PCI Express Card, Low Profile (Support Power Over Pin-9) | 83 | 1. Base Price
MSC2 : MSC-202ALP1 | 2-Port RS-232 + 1-port Parallel PCI Express Card, Low Profile (Support Power Over Pin-9) | 83 | 1. Base Price
MSC2 : MSC-202B1L-SI | 2-Port RS-422/485 PCI Express Card | 220 | 1. Base Price
MSC2 : MSC-204A1-S | 4-Port RS-232 PCI Express Card with Expansion Cable 1*DB44 to 4*DB9M | 104 | 1. Base Price
MSC2 : MSC-204A2 | 4-Port RS-232 PCI Express Card, Support Power Over Pin-9 | 115 | 1. Base Price
MSC2 : MSC-204B1 | 4-port RS-422/485 PCI Express Card, Oxford Single Chip Solution, Low & Standard Profile Brackets Included (WHQL Certified) | 251 | 1. Base Price
OPTO1 : FCU-100SC-S3-V2 | 10/100TX To 100FX Media Converter, Single-Mode 30KM, SC Connector; Version 2 Hardware | 108 | 1. Base Price
OPTO1 : FCU-100SC-V2 | 10/100TX To 100FX Media Converter, Multi-Mode 2KM, SC Connector; Version 2 Hardware | 102 | 1. Base Price
OPTO1 : FCU-100ST-S3-V2 | 10/100TX To 100FX Media Converter, Single-Mode 30KM, ST Connector; Version 2 Hardware | 125 | 1. Base Price
OPTO1 : FCU-100ST-V2 | 10/100TX To 100FX Media Converter, Multi-Mode 2KM, ST Connector; Version 2 Hardware | 99 | 1. Base Price
OPTO1 : FCU-100WA-M | 10/100TX To 10/100FX Single Fiber (WDM), Multi-Mode 2km, TX1310nm - RX1550nm | 146 | 1. Base Price
OPTO1 : FCU-100WA-S2 | 10/100TX To 10/100FX Single Fiber (WDM), Single-Mode 20KM, TX1310nm - RX1550nm | 94 | 1. Base Price
OPTO1 : FCU-100WB-M | 10/100TX To 10/100FX Single Fiber (WDM), Multi-Mode 2km, TX1550nm - RX1310nm | 157 | 1. Base Price
OPTO1 : FCU-100WB-S2 | 10/100TX To 10/100FX Single Fiber (WDM), Single-Mode 20KM, TX1550nm - RX1310nm | 104 | 1. Base Price
OPTO1 : FCU-1802P-SC | 10/100TX To 100FX PoE Media Converter, Multi-Mode 2KM, SC Connector | 104 | 1. Base Price
OPTO1 : FCU-1802P-SC-S15 | 10/100TX To 100FX PoE Media Converter, Single-Mode 15KM, SC Connector | 115 | 1. Base Price
OPTO1 : FCU-1802P-SC-S30 | 10/100TX To 100FX PoE Media Converter, Single-Mode 30KM, SC Connector | 136 | 1. Base Price
OPTO1 : FCU-2802SC | 10/100/1000TX To 1000SX Media Converter, Multi-Mode 550M, SC Connector | 104 | 1. Base Price
OPTO1 : FCU-2802SC-S10 | 10/100/1000TX To 1000LX Media Converter, Single-Mode 10KM, SC Connector | 115 | 1. Base Price
OPTO1 : FCU-2805P-SFP | 10/100/1000TX To SFP (Mini-GBIC) Media Converter w/ IEEE 802.3at PoE+ Injector Port | 146 | 1. Base Price
OPTO1 : FCU-2805SFP | 10/100/1000TX To 1000SX/LX Media Converter w/SFP Slot | 83 | 1. Base Price
OPTO1 : FCU-3002A-SC | 10/100/1000TX To 1000SX Media Converter, Multi-Mode 550M, SC Connector | 136 | 1. Base Price
OPTO1 : FCU-3002A-SC-S1 | 10/100/1000TX To 1000LX Media Converter, Single-Mode 10KM, SC Connector | 146 | 1. Base Price
OPTO1 : FCU-3002A-SC-S2 | 10/100/1000TX To 1000LX Media Converter, Single-Mode 20KM, SC Connector | 175 | 1. Base Price
OPTO1 : FCU-3002A-SFP | 10/100/1000T To 1000SX/LX Media Converter w/SFP Slot | 93 | 1. Base Price
OPTO1 : FCU-3002A-SFP-DR | 10/100/1000TX to 100/1000BASE-X Dual Rate Media Converter w/SFP Slot | 115 | 1. Base Price
OPTO1 : FCU-3002A-WA-M | 10/100/1000TX To 1000LX Single Fiber (WDM-A), MultiMode 550M, TX1310nm - RX1550nm | 181 | 1. Base Price
OPTO1 : FCU-3002A-WA-S1 | 10/100/1000TX To 1000LX Single Fiber (WDM-A), Single-Mode 10KM, TX1310nm - RX1550nm | 165 | 1. Base Price
OPTO1 : FCU-3002A-WA-S2 | 10/100/1000TX To 1000LX Single Fiber (WDM-A), Single-Mode 20KM, TX1310nm - RX1550nm | 256 | 1. Base Price
OPTO1 : FCU-3002A-WA-S4 | 10/100/1000TX To 1000LX Single Fiber (WDM-A), Single-Mode 40KM, TX1310nm - RX1550nm | 271 | 1. Base Price
OPTO1 : FCU-3002A-WA-S6 | 10/100/1000TX To 1000LX Single Fiber (WDM), Single-Mode 60km, TX1490nm - RX1550nm | 313 | 1. Base Price
OPTO1 : FCU-3002A-WB-M | 10/100/1000TX To 1000LX Single Fiber (WDM-B), MultiMode 550M, TX1550nm - RX1310nm | 199 | 1. Base Price
OPTO1 : FCU-3002A-WB-S1 | 10/100/1000TX To 1000LX Single Fiber (WDM-B), Single-Mode 10KM, TX1550nm - RX1310nm | 172 | 1. Base Price
OPTO1 : FCU-3002A-WB-S2 | 10/100/1000TX To 1000LX Single Fiber (WDM-B), Single-Mode 20KM, TX1550nm - RX1310nm | 299 | 1. Base Price
OPTO1 : FCU-3002A-WB-S4 | 10/100/1000TX To 1000LX Single Fiber (WDM-B), Single-Mode 40KM, TX1550nm - RX1310nm | 302 | 1. Base Price
OPTO1 : FCU-3002A-WB-S6 | 10/100/1000TX To 1000LX Single Fiber (WDM), Single-Mode 60km, TX1550nm - RX1490nm | 349 | 1. Base Price
OPTO1 : FCU-3102SFP-SFP-DR | 100/1000BASE-X SFP To 100/1000BASE-X SFP Dual Rates Media Converter | 178 | 1. Base Price
OPTO1 : FCU-5002-SFP+ | 10GBase-R SFP+ to 10GBase-R SFP+ Media Converter | 398 | 1. Base Price
OPTO1 : FCU-6001-SFP+ | 10G/5G/2.5G/1G Copper to 10GBASE-X SFP+ Media Converter | 299 | 1. Base Price
OPTO2 : FCN-3112SC | 10/100/1000TX To 1000SX SNMP Managed Media Converter, Multi-Mode 550M, SC Connector | 166 | 1. Base Price
OPTO2 : FCN-3112SC-S1 | 10/100/1000TX To 1000LX SNMP Managed Media Converter, SM 10KM, SC Connector | 201 | 1. Base Price
OPTO2 : FCN-3112SC-S2 | 10/100/1000TX To 1000LX SNMP Managed Media Converter, SM 20KM, SC Connector | 216 | 1. Base Price
OPTO2 : FCN-3112WA-M | 10/100/1000TX To 1000LX Single Fiber (WDM-A) SNMP Managed Media Converter, MultiMode 550M, TX1310nm - RX1550nm | 211 | 1. Base Price
OPTO2 : FCN-3112WA-S1 | 10/100/1000TX To 1000LX Single Fiber (WDM-A) SNMP Managed Media Converter, SM 10KM, TX1310nm - RX1550nm | 210 | 1. Base Price
OPTO2 : FCN-3112WA-S2 | 10/100/1000TX To 1000LX Single Fiber (WDM-A) SNMP Managed Media Converter, SM 20KM, TX1310nm - RX1550nm | 219 | 1. Base Price
OPTO2 : FCN-3112WB-M | 10/100/1000TX To 1000LX Single Fiber (WDM-B) SNMP Managed Media Converter, MultiMode 550M, TX1550nm - RX1310nm | 236 | 1. Base Price
OPTO2 : FCN-3112WB-S1 | 10/100/1000TX To 1000LX Single Fiber (WDM-B) SNMP Managed Media Converter, SM 10KM, TX1550nm - RX1310nm | 232 | 1. Base Price
OPTO2 : FCN-3112WB-S2 | 10/100/1000TX To 1000LX Single Fiber (WDM-B) SNMP Managed Media Converter, SM 20KM, TX1550nm - RX1310nm | 239 | 1. Base Price
OPTO3 : IMC-100A-M | 10/100TX To 100FX Industrial Media Converter, Multi-Mode 2KM, SC Connector | 184 | 1. Base Price
OPTO3 : IMC-100A-M-T | 10/100TX To 100FX Harden Media Converter, Multi-Mode 2KM, -40°~ 80°C | 233 | 1. Base Price
OPTO3 : IMC-100A-S3 | 10/100TX To 100FX Industrial Media Converter, Single Mode 30KM, SC Connector | 229 | 1. Base Price
OPTO3 : IMC-100A-S3-T | 10/100TX To 100FX Harden Media Converter, Single Mode 30KM, -40°~ 80°C | 289 | 1. Base Price
OPTO3 : IMC-100A-ST-M | 10/100TX To 100FX Industrial Media Converter, Multi-Mode 2KM, ST Connector | 184 | 1. Base Price
OPTO3 : IMC-100A-ST-M-T | 10/100TX To 100FX Harden Media Converter, Multi-Mode 2Km, ST Connector, -40~80°C | 233 | 1. Base Price
OPTO3 : IMC-100A-ST-S3 | 10/100TX To 100FX Industrial Media Converter, SM 30KM, ST Connector | 253 | 1. Base Price
OPTO3 : IMC-100A-ST-S3-T | 10/100TX To 100FX Industrial Media Converter, SM 30km, ST Connector, -40°~80°C | 313 | 1. Base Price
OPTO3 : IMC-100A-WA-S2 | 10/100TX To 100FX Industrial Media Converter, Single Fiber (WDM-A), Single-Mode 20KM, TX1310nm - RX1550nm | 337 | 1. Base Price
OPTO3 : IMC-100A-WB-S2 | 10/100TX To 100FX Industrial Media Converter, Single Fiber (WDM-B), Single-Mode 20KM, TX1550nm - RX1310nm | 337 | 1. Base Price
OPTO3 : IMC-C100-M | Compact 10/100TX To 100FX Industrial Media Converter, Multi-Mode 2KM, SC Connector | 172 | 1. Base Price
OPTO3 : IMC-C100-M-T | Compact 10/100TX To 100FX Industrial Media Converter, Multi-Mode 2KM, SC Connector; EOT: -40°C to 80°C | 212 | 1. Base Price
OPTO3 : IMC-C100-S3 | Compact 10/100TX To 100FX Industrial Media Converter, Single Mode 30KM, SC Connector | 209 | 1. Base Price
OPTO3 : IMC-C100-S3-T | Compact 10/100TX To 100FX Industrial Media Converter, Single Mode 30KM, SC Connector; EOT: -40°C to 80°C | 249 | 1. Base Price
OPTO3 : IMC-C100-ST-M | Compact 10/100TX To 100FX Industrial Media Converter, Multi-Mode 2KM, ST Connector | 172 | 1. Base Price
OPTO3 : IMC-C100-ST-M-T | Compact 10/100TX To 100FX Industrial Media Converter, Multi-Mode 2KM, ST Connector; EOT: -40°C to 80°C | 212 | 1. Base Price
OPTO3 : IMC-C100-ST-S3 | Compact 10/100TX To 100FX Industrial Media Converter, Single-Mode 30KM, ST Connector | 209 | 1. Base Price
OPTO3 : IMC-C100-ST-S3-T | Compact 10/100TX To 100FX Industrial Media Converter, Single-Mode 30KM, ST Connector; EOT: -40°C to 80°C | 249 | 1. Base Price
OPTO3 : IMC-C1000-M | Compact Industrial Gigabit Ethernet Media Converter, with 10/100/1000TX to SC MM 1000Mbps Fixed Fiber | 245 | 1. Base Price
OPTO3 : IMC-C1000-M-T | Compact Industrial Gigabit Ethernet Media Converter, with 10/100/1000TX to SC MM 1000Mbps Fixed Fiber; EOT: -40° to 80°C | 252 | 1. Base Price
OPTO3 : IMC-C1000-S1 | Compact Industrial Gigabit Ethernet Media Converter, with 10/100/1000TX to SC SM 10km 1000Mbps Fixed Fiber | 265 | 1. Base Price
OPTO3 : IMC-C1000-S1-T | Compact Industrial Gigabit Ethernet Media Converter, with 10/100/1000TX to SC SM 10km 1000Mbps Fixed Fiber; EOT: -40°C to 80°C | 270 | 1. Base Price
OPTO3 : IMC-C1000-S4 | Compact Industrial Gigabit Ethernet Media Converter, with 10/100/1000TX to SC SM 40km 1000Mbps Fixed Fiber | 375 | 1. Base Price
OPTO3 : IMC-C1000-S4-T | Compact Industrial Gigabit Ethernet Media Converter, with 10/100/1000TX to SC SM 40km 1000Mbps Fixed Fiber; EOT: -40° to 80°C | 400 | 1. Base Price
OPTO3 : IMC-C1000-SFP | Compact Industrial Gigabit Ethernet Media Converter, with 10/100/1000TX To 100/1000 SFP Socket | 230 | 1. Base Price
OPTO3 : IMC-C1000-SFP-T | Compact Industrial Gigabit Ethernet Media Converter, with 10/100/1000TX To 100/1000 SFP Socket; EOT: -40° to 80°C | 251 | 1. Base Price
OPTO3 : IMC-C1000-ST-M | Compact Industrial Gigabit Ethernet Media Converter, with 10/100/1000TX to ST MM 1000Mbps Fixed Fiber | 270 | 1. Base Price
OPTO3 : IMC-C1000-ST-M-T | Compact Industrial Gigabit Ethernet Media Converter, with 10/100/1000TX to ST MM 1000Mbps Fixed Fiber; EOT: -40° to 80°C | 275 | 1. Base Price
OPTO3 : IMC-C1000-ST-S1 | Compact Industrial Gigabit Ethernet Media Converter, with 10/100/1000TX to ST SM 10km 1000Mbps Fixed Fiber | 275 | 1. Base Price
OPTO3 : IMC-C1000-ST-S1-T | Compact Industrial Gigabit Ethernet Media Converter, with 10/100/1000TX to ST SM 10km 1000Mbps Fixed Fiber; EOT: -40° to 80°C | 280 | 1. Base Price
OPTO3 : IMC-C1000-WA-S1 | Compact Industrial Gigabit Ethernet Media Converter, with 10/100/1000TX to SC Single Fiber (WDM-A), Single-Mode 10km, TX1310nm - RX1550nm | 280 | 1. Base Price
OPTO3 : IMC-C1000-WA-S1-T | Compact Industrial Gigabit Ethernet Media Converter, with 10/100/1000TX to SC Single Fiber (WDM-A), Single-Mode 10km, TX1310nm - RX1550nm; EOT: -40° to 80°C | 290 | 1. Base Price
OPTO3 : IMC-C1000-WB-S1 | Compact Industrial Gigabit Ethernet Media Converter, with 10/100/1000TX to SC Single Fiber (WDM-B), Single-Mode 10km, TX1550nm - RX1310nm | 370 | 1. Base Price
OPTO3 : IMC-C1000-WB-S1-T | Compact Industrial Gigabit Ethernet Media Converter, with 10/100/1000TX to SC Single Fiber (WDM-B), Single-Mode 10km, TX1550nm - RX1310nm; EOT: -40° to 80°C | 375 | 1. Base Price
OPTO3 : IMP-100A-M | 10/100TX To 100FX Industrial PoE Media Converter, Multi-Mode 2KM SC | 229 | 1. Base Price
OPTO3 : IMP-100A-M-T | 10/100TX To 100FX Industrial PoE Media Converter, Multi-Mode 2KM SC , EOT -40°C ~ 80°C | 313 | 1. Base Price
OPTO3 : IMP-100A-S3 | 10/100TX To 100FX Industrial PoE Media Converter, SM 30KM SC | 265 | 1. Base Price
OPTO3 : IMP-100A-S3-T | 10/100TX To 100FX Industrial PoE Media Converter, SM 30KM SC , EOT -40°C ~ 80°C | 350 | 1. Base Price
OPTO3 : IMP-100A-WA-S2 | 10/100TX To 100FX Industrial PoE Media Converter, Single Fiber (WDM-B) SM 20KM SC, TX1310nm - RX1510nm | 362 | 1. Base Price
OPTO3 : IMP-100A-WB-S2 | 10/100TX To 100FX Industrial PoE Media Converter, Single Fiber (WDM-B), Single-Mode 20km, TX1550nm - RX1310nm | 362 | 1. Base Price
OPTO3 : IMP-C100-M | Compact 10/100TX To 100FX Industrial PoE+ Media Converter, Multi-Mode 2KM, SC Connector | 225 | 1. Base Price
OPTO3 : IMP-C100-M-T | Compact 10/100TX To 100FX Industrial PoE+ Media Converter, Multi-Mode 2KM, SC Connector; EOT -40°C ~ 80°C | 260 | 1. Base Price
OPTO3 : IMP-C100-S3 | Compact 10/100TX To 100FX Industrial PoE+ Media Converter, Single Mode 30KM, SC Connector | 232 | 1. Base Price
OPTO3 : IMP-C100-S3-T | Compact 10/100TX To 100FX Industrial PoE+ Media Converter, Single Mode 30KM, SC Connector; EOT -40°C ~ 80°C | 275 | 1. Base Price
OPTO3 : IMP-C100-ST-M | Compact 10/100TX To 100FX Industrial PoE+ Media Converter, Multi-mode 2KM, ST Connector | 225 | 1. Base Price
OPTO3 : IMP-C100-ST-M-T | Compact 10/100TX To 100FX Industrial PoE+ Media Converter, Multi-Mode 2KM, ST Connector; EOT -40°C ~ 80°C | 260 | 1. Base Price
OPTO3 : IMP-C100-ST-S3 | Compact 10/100TX To 100FX Industrial PoE + Media Converter, Single Mode 30KM, ST Connector | 232 | 1. Base Price
OPTO3 : IMP-C100-ST-S3-T | Compact 10/100TX To 100FX Industrial PoE+ Media Converter, Single Mode 30KM, ST Connector; EOT -40°C ~ 80°C | 275 | 1. Base Price
OPTO3 : IMP-C1000-SFP | Compact Industrial Gigabit PoE+ Ethernet-to-Fiber Media Converter, 1*10/100/1000TX (PSE: 30W) to 1*100/1000 SFP Slot | 268 | 1. Base Price
OPTO3 : IMP-C1000-SFP-bt | Compact Industrial Gigabit IEEE 802.3bt Ethernet-to-Fiber Media Converter, 1*10/100/1000TX (PSE: 90W) to 1*100/1000 SFP Slot | 421 | 1. Base Price
OPTO3 : IMP-C1000-SFP-bt-24 | Compact Industrial Gigabit IEEE 802.3bt Ethernet-to-Fiber Media Converter, 1*10/100/1000TX (PSE: 90W) to 1*100/1000 SFP Slot; 12~55VDC | 571 | 1. Base Price
OPTO3 : IMP-C1000-SFP-bt-24-T | Compact Industrial Gigabit IEEE 802.3bt Ethernet-to-Fiber Media Converter, 1*10/100/1000TX (PSE: 90W) to 1*100/1000 SFP Slot; EOT: -40° to 80°C; 12~55VDC | 615 | 1. Base Price
OPTO3 : IMP-C1000-SFP-bt-T | Compact Industrial Gigabit IEEE 802.3bt Ethernet-to-Fiber Media Converter, 1*10/100/1000TX (PSE: 90W) to 1*100/1000 SFP Slot; EOT: -40° to 80°C | 449 | 1. Base Price
OPTO3 : IMP-C1000-SFP-T | Compact Industrial Gigabit PoE+ Ethernet-to-Fiber Media Converter, 1*10/100/1000TX (PSE: 30W) to 1*100/1000 SFP Slot; EOT: -40° to 80°C | 314 | 1. Base Price
OPTO4 : FCU-RACK-AC-PWR | AC Power Module For FCU-RACK-16 | 189 | 1. Base Price
OPTO4 : FCU-RACK-DC-PWR | DC Power Module For FCU-RACK-16 | 221 | 1. Base Price
OPTO4 : FCU-RACK16-AC | 16-Slot Unmanaged Universal Media Converter Rack, w/1 AC Power Supply | 569 | 1. Base Price
OPTO4 : FCU-RACK16-DC | 16-Slot Unmanaged Universal Media Converter Rack, w/1 DC Power Supply | 594 | 1. Base Price
OPTO4 : FCU-RACK16S | 16-Slot Unmanaged Universal Media Converter Rack, Compact Size, w/1 AC Power Supply | 482 | 1. Base Price
OPTO5 : EVC-3101 | Ethernet over VDSL2 Converter - 1*10/100/1000Tx + 1*VDSL2/RJ11, 1*Phone - 30a | 132 | 1. Base Price
OPTO5 : LEP-301M-KIT | Industrial IP30 Ethernet Extender, 1km 10/100Mbps Ethernet PoE Extender (1 Pair) | 530 | 1. Base Price
OPTO9 : FCU-BK | Mounting Bracket For FCU Modules (1 Pair) | 8 | 1. Base Price
OPTO9 : PA-FCU-EU | Power Adapter For FCU Module, 5V 1.6A, 100-240V (Euro Plug) | 11 | 1. Base Price
OPTO9 : PA-FCU-UK | Power Adapter For FCU Module, 5V 1.6A, 100-240V (UK Plug) | 16 | 1. Base Price
OPTO9 : PA-FCU-US | Power Adapter For FCU Module, 5V 1.6A, 100-240V (US Plug) | 9 | 1. Base Price
PA-120-48-US | 120W/2.5A Power Adapter for LNP & IMP Series (US Plug) | 80 | 1. Base Price
PA-60-48-EU | 60W/1.25A Power Adapter for LNP & IMP Series (EURO Plug) | 47 | 1. Base Price
PA-60-48-US | 60W/1.25A Power Adapter for LNP & IMP Series (US Plug) | 47 | 1. Base Price
PCIe1 : FWB-68300 | 3 External and 1 Internal 1394B FireWire800 PCI Express Card | 73 | 1. Base Price
PS1 : PS1E-A : DR-120-12 | 120 Watt Series / 12 VDC / 10.0 Amps Industrial Single Output DIN Rail Power Supply | 87 | 1. Base Price
PS1 : PS1E-A : DR-120-24 | 120 Watt Series / 24 VDC / 5.0 Amps Industrial Single Output DIN Rail Power Supply | 87 | 1. Base Price
PS1 : PS1E-A : DR-15-24 | 15 Watt Series / 24 VDC / 0.63 Amp Industrial Single Output DIN Rail Power Supply | 38 | 1. Base Price
PS1 : PS1E-A : DR-30-12 | 30 Watt Series / 12 VDC / 2.00 Amps Industrial Single Output DIN Rail Power Supply | 40 | 1. Base Price
PS1 : PS1E-A : DR-45-12 | 45 Watt Series / 12 VDC / 3.5 Amps Industrial Single Output DIN Rail Power Supply | 44 | 1. Base Price
PS1 : PS1E-A : DR-75-12 | 75 Watt Series / 12 VDC / 6.3 Amps Industrial Single Output DIN Rail Power Supply | 73 | 1. Base Price
PS1 : PS1E-A : DR-75-24 | 75 Watt Series / 24 VDC / 3.2 Amps Industrial Single Output DIN Rail Power Supply | 73 | 1. Base Price
PS1 : PS1E-A : DR-75-48 | 75 Watt Series / 48 VDC / 1.6 Amps Industrial Single Output DIN Rail Power Supply | 73 | 1. Base Price
PS1 : PS1E-A : DRP-240-24 | 240 Watt Series / 24 VDC / 10.0 Amps Industrial Single Output DIN Rail Power Supply | 144 | 1. Base Price
PS1 : PS1E-A : DRP-240-48 | 240 Watt Series / 48 VDC / 5.0 Amps Industrial Single Output DIN Rail Power Supply | 144 | 1. Base Price
PS1 : PS1E-A : DRP-480S-48 | 480 Watt Series / 48 VDC / 10.0 Amps Industrial Single Output DIN Rail Power Supply | 241 | 1. Base Price
PS1 : PS1E-A : EDR-75-48 | 75 Watt Industrial Single Output DIN-Rail Power Supply - 48 VDC / 1.6 Amps | 62 | 1. Base Price
PS1 : PS1E-A : HDR-15-12 | 15 Watt Industrial Single Output DIN-Rail Power Supply - 12 VDC / 1.25 Amps | 32 | 1. Base Price
PS1 : PS1E-A : HDR-15-24 | 15 Watt Series / 24 VDC / 0.63 Amp Industrial Single Output DIN Rail Power Supply | 32 | 1. Base Price
PS1 : PS1E-A : HDR-30-12 | 30 Watt Series / 12 VDC / 2.00 Amps Industrial Single Output DIN Rail Power Supply | 40 | 1. Base Price
PS1 : PS1E-A : HDR-30-24 | 30 Watt Series / 24 VDC / 1.50 Amps Industrial Single Output DIN Rail Power Supply | 40 | 1. Base Price
PS1 : PS1E-A : HDR-60-24 | 60 Watt Series / 24 VDC / 2.50 Amps Industrial Slim Single Output DIN Rail Power Supply | 52 | 1. Base Price
PS1 : PS1E-A : MDR-10-12 | 10 Watt Series / 12 VDC / 0.84 Amp Industrial Slim Single Output DIN Rail Power Supply | 35 | 1. Base Price
PS1 : PS1E-A : MDR-10-24 | 10 Watt Series / 24 VDC / 0.42 Amp Industrial Slim Single Output DIN Rail Power Supply | 35 | 1. Base Price
PS1 : PS1E-A : MDR-100-12 | 100 Watt Series / 12 VDC / 7.5 Amps Industrial Slim Single Output DIN Rail Power Supply | 96 | 1. Base Price
PS1 : PS1E-A : MDR-100-24 | 100 Watt Series / 24 VDC / 4.0 Amps Industrial Slim Single Output DIN Rail Power Supply | 96 | 1. Base Price
PS1 : PS1E-A : MDR-100-48 | 100 Watt Series / 48 VDC / 2.0 Amps Industrial Slim Single Output DIN Rail Power Supply | 96 | 1. Base Price
PS1 : PS1E-A : MDR-20-12 | 20 Watt Series / 12 VDC / 1.67 Amps Industrial Slim Single Output DIN Rail Power Supply | 41 | 1. Base Price
PS1 : PS1E-A : MDR-20-24 | 20 Watt Series / 24 VDC / 1.00 Amp Industrial Slim Single Output DIN Rail Power Supply | 41 | 1. Base Price
PS1 : PS1E-A : MDR-40-12 | 40 Watt Series / 12 VDC / 3.33 Amps Industrial Slim Single Output DIN Rail Power Supply | 53 | 1. Base Price
PS1 : PS1E-A : MDR-40-24 | 40 Watt Series / 24 VDC / 1.70 Amps Industrial Slim Single Output DIN Rail Power Supply | 53 | 1. Base Price
PS1 : PS1E-A : MDR-40-48 | 40 Watt Series / 48 VDC / 0.83 Amps Industrial Slim Single Output DIN Rail Power Supply | 53 | 1. Base Price
PS1 : PS1E-A : MDR-60-12 | 60 Watt Series / 12 VDC / 5.0 Amps Industrial Slim Single Output DIN Rail Power Supply | 56 | 1. Base Price
PS1 : PS1E-A : MDR-60-24 | 60 Watt Series / 24 VDC / 2.50 Amps Industrial Slim Single Output DIN Rail Power Supply | 56 | 1. Base Price
PS1 : PS1E-A : MDR-60-48 | 60 Watt Series / 48 VDC / 1.25 Amps Industrial Slim Single Output DIN Rail Power Supply | 56 | 1. Base Price
PS1 : PS1E-A : NDR-120-12 | 120 Watt Series / 12 VDC / 10.0 Amps Industrial Single Output DIN Rail Power Supply | 78 | 1. Base Price
PS1 : PS1E-A : NDR-120-24 | 120 Watt Series / 24 VDC / 5.0 Amps Industrial Single Output DIN Rail Power Supply | 78 | 1. Base Price
PS1 : PS1E-A : NDR-120-48 | 120 Watt Series / 48 VDC / 2.5 Amps Industrial Single Output DIN Rail Power Supply | 78 | 1. Base Price
PS1 : PS1E-A : NDR-240-24 | 240 Watt Series / 24 VDC / 10.0 Amps Industrial Single Output DIN Rail Power Supply | 144 | 1. Base Price
PS1 : PS1E-A : NDR-240-48 | 240 Watt Series / 48 VDC / 5.0 Amps Industrial Single Output DIN Rail Power Supply | 144 | 1. Base Price
PS1 : PS1E-A : NDR-480-24 | 480 Watt Series / 24 VDC / 20.0 Amps Industrial Slim High-Efficiency Single Output DIN Rail Power Supply | 250 | 1. Base Price
PS1 : PS1E-A : NDR-480-48 | 480 Watt Series / 48 VDC / 10.0 Amps Industrial Slim High-Efficiency Single Output DIN Rail Power Supply | 250 | 1. Base Price
PS1 : PS1E-A : NDR-75-12 | 75 Watt Series / 12 VDC / 6.3 Amps Industrial Single Output DIN Rail Power Supply | 67 | 1. Base Price
PS1 : PS1E-A : NDR-75-24 | 75 Watt Series / 24 VDC / 3.2 Amps Industrial Single Output DIN Rail Power Supply | 67 | 1. Base Price
PS1 : PS1E-A : NDR-75-48 | 75 Watt Series / 48 VDC / 1.6 Amps Industrial Single Output DIN Rail Power Supply | 67 | 1. Base Price
PS1 : PS1E-A : SDR-120-12 | 120 Watt Series / 12 VDC / 10.0 Amps Industrial Slim High-Efficiency Single Output DIN Rail Power Supply | 136 | 1. Base Price
PS1 : PS1E-A : SDR-120-24 | 120 Watt Series / 24 VDC / 5.0 Amps Industrial Slim High-Efficiency Single Output DIN Rail Power Supply | 136 | 1. Base Price
PS1 : PS1E-A : SDR-120-48 | 120 Watt Series / 48 VDC / 2.5 Amps Industrial Slim High-Efficiency Single Output DIN Rail Power Supply | 136 | 1. Base Price
PS1 : PS1E-A : SDR-240-24 | 240 Watt Series / 24 VDC / 10.0 Amps Industrial Slim High-Efficiency Single Output DIN Rail Power Supply | 220 | 1. Base Price
PS1 : PS1E-A : SDR-240-48 | 240 Watt Series / 48 VDC / 5.0 Amps Industrial Slim High-Efficiency Single Output DIN Rail Power Supply | 220 | 1. Base Price
PS1 : PS1E-A : SDR-480-24 | 480 Watt Series / 24 VDC / 20.0 Amps Industrial Slim High-Efficiency Single Output DIN Rail Power Supply | 314 | 1. Base Price
PS1 : PS1E-A : SDR-480-48 | 480 Watt Series / 48 VDC / 10.0 Amps Industrial Slim High-Efficiency Single Output DIN Rail Power Supply | 314 | 1. Base Price
PS1 : PS1E-A : SDR-960-48 | 960W Single Output Industrial DIN RAIL with PFC Function | 629 | 1. Base Price
SC1 : STS-1915S | RS-232 To RS-422/485 Converter w/Surge Protection, Port-powered, (External Power Adapter Optional) | 52 | 1. Base Price
SC1 : STS-1915SI | RS-232 To RS-422/485 Converter w/Surge & Isolation Protection, (Includes Power Adapter) | 109 | 1. Base Price
SC2 : STF-300C-CM02 | RS-232/422/485 To Fiber Converter, Multi-Mode 2KM, SC Connector | 167 | 1. Base Price
SC2 : STF-300C-CS30 | RS-232/422/485 To Fiber Converter, Single Mode 30KM, SC Connector | 230 | 1. Base Price
SC2 : STF-300C-CS50 | RS-232/422/485 To Fiber Converter, Single Mode 50KM, SC Connector | 314 | 1. Base Price
SC2 : STF-300C-CS80 | RS-232/422/485 To Fiber Converter, Single Mode 80KM, SC Connector | 419 | 1. Base Price
SC2 : STF-300C-TM02 | RS-232/422/485 To Fiber Converter, Multi-Mode 2KM, ST Connector | 167 | 1. Base Price
SC2 : STF-300C-TS30 | RS-232/422/485 To Fiber Converter, Single Mode 30KM, ST Connector | 262 | 1. Base Price
SC2 : STF-300C-WA-M | RS-232/422/485 To Fiber Converter, WDM-A Tx:1310nmFP/Rx:1550nm MMF 2km, SC Connector | 272 | 1. Base Price
SC2 : STF-300C-WA20 | RS-232/422/485 To Fiber Converter, WDM-A 20KM, TX1310nm - RX1550nm, SC Connector | 272 | 1. Base Price
SC2 : STF-300C-WB-M | RS-232/422/485 To Fiber Converter, WDM-B Tx:1550nm/Rx:1310nm MMF 2km , SC Connector | 272 | 1. Base Price
SC2 : STF-300C-WB20 | RS-232/422/485 To Fiber Converter, WDM-B 20KM, TX1550nm - RX1310nm, SC Connector | 272 | 1. Base Price
SC2 : STF-401C-CM02-T | Industrial Compact RS-232/422/485 To Fiber Converter, Multi-Mode 2KM, SC Connector, -40°C ~ 70°C | 262 | 1. Base Price
SC2 : STF-401C-CS30-T | Industrial Compact RS-232/422/485 To Fiber Converter, Single-Mode 30KM, SC Connector, -40°C ~ 70°C | 388 | 1. Base Price
SC2 : STF-401C-TM02-T | Industrial Compact RS-232/422/485 To Fiber Converter, Multi-Mode 2KM, ST Connector, -40°C ~ 70°C | 262 | 1. Base Price
SC2 : STF-401C-TS30-T | Industrial Compact RS-232/422/485 To Fiber Converter, Single-Mode 30KM, ST Connector, -40°C ~ 70°C | 388 | 1. Base Price
SC2 : STF-501C-CM02 | Industrial RS-232/422/485 To Fiber Converter, 2.5KV Isolation, Multi-Mode 2KM, SC Connector, 0°C ~ 60°C | 259.5 | 1. Base Price
SC2 : STF-501C-CM02-T | Industrial RS-232/422/485 To Fiber Converter, 2.5KV Isolation, Multi-Mode 2KM, SC Connector, EOT (-40°C ~ 75°C) | 275.25 | 1. Base Price
SC2 : STF-501C-CS30 | Industrial RS-232/422/485 To Fiber Converter, 2.5KV Isolation, Single Mode 30KM, SC Connector, 0°C ~ 60°C | 306.75 | 1. Base Price
SC2 : STF-501C-CS30-T | Industrial RS-232/422/485 To Fiber Converter, 2.5KV Isolation, Single Mode 30KM, SC Connector, EOT (-40°C ~ 75°C) | 345.75 | 1. Base Price
SC2 : STF-501C-TM02 | Industrial RS-232/422/485 To Fiber Converter, 2.5KV Isolation, Multi-Mode 2KM, ST Connector, 0°C ~ 60°C | 259.5 | 1. Base Price
SC2 : STF-501C-TM02-T | Industrial RS-232/422/485 To Fiber Converter, 2.5KV Isolation, Multi-Mode 2KM, ST Connector, EOT (-40°C ~ 75°C) | 275.25 | 1. Base Price
SC2 : STF-501C-TS30 | Industrial RS-232/422/485 To Fiber Converter, 2.5KV Isolation, Single Mode 30KM, ST Connector, 0°C ~ 60°C | 306.75 | 1. Base Price
SC2 : STF-501C-TS30-T | Industrial RS-232/422/485 To Fiber Converter, 2.5KV Isolation, Single Mode 30KM, ST Connector, EOT (-40°C ~ 75°C) | 345.75 | 1. Base Price
SC2 : STF-502C-CM02 | Industrial RS-232/422/485 To Dual Fiber Ports Converter, 2.5KV Isolation, Multi-Mode 2KM, SC Connector, 0°C ~ 60°C | 482 | 1. Base Price
SC2 : STF-502C-CM02-T | Industrial RS-232/422/485 To Dual Fiber Ports Converter, 2.5KV Isolation, Multi-Mode 2KM, SC Connector, EOT (-40°C ~ 75°C) | 545 | 1. Base Price
SC2 : STF-502C-CS30 | Industrial RS-232/422/485 To Dual Fiber Ports Converter, 2.5KV Isolation, Single-Mode 30KM, SC Connector, 0°C ~ 60°C | 577 | 1. Base Price
SC2 : STF-502C-CS30-T | Industrial RS-232/422/485 To Dual Fiber Ports Converter, 2.5KV Isolation, Single-Mode 30KM, SC Connector, EOT (-40°C ~ 75°C) | 629 | 1. Base Price
SC2 : STF-502C-TM02 | Industrial RS-232/422/485 To Dual Fiber Ports Converter, 2.5KV Isolation, Multi-Mode 2KM, ST Connector, 0°C ~ 60°C | 482 | 1. Base Price
SC2 : STF-502C-TM02-T | Industrial RS-232/422/485 To Dual Fiber Ports Converter, 2.5KV Isolation, Multi-Mode 2KM, ST Connector, EOT (-40°C ~ 75°C) | 545 | 1. Base Price
SC2 : STF-502C-TS30 | Industrial RS-232/422/485 To Dual Fiber Ports Converter, 2.5KV Isolation, Single-Mode 30KM, ST Connector, 0°C ~ 60°C | 577 | 1. Base Price
SC2 : STF-502C-TS30-T | Industrial RS-232/422/485 To Dual Fiber Ports Converter, 2.5KV Isolation, Single-Mode 30KM, ST Connector, EOT (-40°C ~ 75°C) | 629 | 1. Base Price
SC3 : SED-1010S | Industrial High Speed RS-232 Over CAT-5 Extender up to 1.2KM with Surge Protection & EOT -30°C ~ 75°C | 120 | 1. Base Price
SC3 : STS-1920SI | RS232 To RS232 Repeater with Surge and 3-way Isolation Protection | 84 | 1. Base Price
SC3 : STS-1921SI | RS232 To RS232 7-wire 2500Vrms Isolator, w/ 15KV ESD Protection | 120 | 1. Base Price
SC9 : PA-STS-US | Power Adapter for STS-, RN- Series, 5V/1A 100-240VAC | 13 | 1. Base Price
STS-1915S-PA | RS-232 To RS-422/485 Converter w/Surge Protection, Port-Powered, Power Adapter Included | 49 | 1. Base Price
UTS1 : UTS-1110A | Industrial USB to 1-Port RS-232 Converter (DB9M) with TX/RX LED Indicators 80cm/2.6ft | 31 | 1. Base Price
UTS1 : UTS-1458B | USB to 1-Port RS-422/485 Converter (DB9), 1.8M | 62 | 1. Base Price
UTS1 : UTS-1461A-SI | USB To 1-Port RS-232 (DB9M) with Surge and Isolation, 2.5M | 94 | 1. Base Price
UTS1 : UTS-401BK-SI | Industrial USB To 1-Port RS-422/485 Converter (Locking Feature), w/ Surge & Isolation | 157 | 1. Base Price
UTS1 : UTS-402CK | Industrial 2-Port RS-232 to USB 2.0 High Speed Converter with Locking Feature | 136 | 1. Base Price
UTS1 : UTS-402CK-SI | Industrial 2-Port RS-232 to USB 2.0 High Speed Converter with Locking Feature and w/Surge & Isolation | 178 | 1. Base Price
UTS1 : UTS-404A | Industrial 4-Port RS-232 to USB 2.0 High Speed Converter | 136 | 1. Base Price
UTS1 : UTS-404A-SI | Industrial 4-Port RS-232 to USB 2.0 High Speed Converter with Surge & Isolation | 304 | 1. Base Price
UTS1 : UTS-404AK | Industrial 4-Port RS-232 to USB 2.0 High Speed Converter with Locking Feature | 167 | 1. Base Price
UTS1 : UTS-408A | Industrial 8-Port RS-232 to USB 2.0 High Speed Converter | 241 | 1. Base Price
UTS1 : UTS-408A-SI | Industrial 8-Port RS-232 to USB 2.0 High Speed Converter with Surge & Isolation | 419 | 1. Base Price
UTS1 : UTS-408AK | Industrial 8-Port RS-232 to USB 2.0 High Speed Converter with Locking Feature | 241 | 1. Base Price
UTS1 : UTS-408AK-SI | Industrial 8-Port RS-232 to USB 2.0 High Speed Converter with Locking Feature and w/Surge & Isolation | 451 | 1. Base Price
UTS1 : UTS-416AK | Industrial 16-Port RS-232 to USB 2.0 High Speed Converter with Locking Feature | 419 | 1. Base Price
UTS2 : USB-14010-SI | USB Isolator: provides 2,500Vrms Isolation between a USB host and USB peripheral | 125 | 1. Base Price
UTS2 : UTE-404K | 4-Port USB2.0 to Gigabit Ethernet Adapter | 199 | 1. Base Price
UTS3 : USB-HUB4K | Industrial 4-Port USB2.0 Hub, Metal Case, with Locking Feature | 94 | 1. Base Price
UTS3 : USB-HUB4K3 | Industrial 4-Port USB3.0 Hub, Metal Case, with Locking Feature, No PA | 146 | 1. Base Price
UTS3 : USB-HUB7K-V2 | Industrial 7-Port USB Hub, Metal Case, with Locking Feature. Supports USB 1.1 and 2.0 | 157 | 1. Base Price
UTS9 : CB-USB3.0-A-B-2M-K | USB3.0 Cable, A to B with Locking Feature, 2M, Black | 16 | 1. Base Price
UTS9 : CB-USBA-USBB-2M-K | USB2.0 Cable, A to B with Locking Feature, 2M, Black | 9 | 1. Base Price
UTS9 : CB-USBA-USBB-5M-K | USB2.0 Cable, A to B with Locking Feature, 5M, Black | 16 | 1. Base Price
UTS9 : CB-USBB-USBB-15CM-K | USB2.0 Cable, USB-B Male to USB-B Female with Locking Feature, 6" (15cm), Black, Panel Mount | 9 | 1. Base Price
UTS9 : PA-UTS-K-US | Power Adaptor with Locking Feature for UTS Products, 5V 2A, US Plug | 16 | 1. Base Price
UTS9 : PA-UTS3-US | Power Adaptor for USB-HUB4K3, 12V 3A, US Plug | 27 | 1. Base Price
Y1 : CBF-LC01LC-MD | LC To LC 1 Meter Multi-Mode Duplex | 17 | 1. Base Price
Y1 : CBF-LC01LC-SD | LC To LC 1 Meter Single-Mode Duplex | 19 | 1. Base Price
Y1 : CBF-LC01LC-SS | LC To LC 1 Meter Single-Mode Simplex | 12 | 1. Base Price
Y1 : CBF-LC02LC-MD | LC To LC 2 Meter Multi-Mode Duplex | 19 | 1. Base Price
Y1 : CBF-LC02LC-SD | LC To LC 2 Meter Single-Mode Duplex | 20 | 1. Base Price
Y1 : CBF-LC03LC-SS | LC To LC 3 Meter Single-Mode Simplex | 13 | 1. Base Price
Y1 : CBF-LC05LC-MD | LC To LC 5 Meter Multi-Mode Duplex | 23 | 1. Base Price
Y1 : CBF-LC05LC-SD | LC To LC 5 Meter Single-Mode Duplex | 23 | 1. Base Price
Y1 : CBF-SC0.5LC-MD | SC To LC 0.5 Meter Multi-Mode Duplex Cable | 17 | 1. Base Price
Y1 : CBF-SC01LC-MD | SC To LC 1 Meter Multi-Mode Duplex Cable | 17 | 1. Base Price
Y1 : CBF-SC01LC-SD | SC To LC 1 Meter Single-Mode Duplex Cable | 19 | 1. Base Price
Y1 : CBF-SC01LC-SS | SC To LC 1 Meter Single-Mode Simplex Cable | 12 | 1. Base Price
Y1 : CBF-SC01SC-MD | SC To SC 1 Meter Multi-Mode Duplex Cable | 16 | 1. Base Price
Y1 : CBF-SC01SC-MS | SC To SC 1 Meter Multi-Mode Simplex Cable | 10 | 1. Base Price
Y1 : CBF-SC01SC-SD | SC To SC 1 Meter Single-Mode Duplex Cable | 18 | 1. Base Price
Y1 : CBF-SC01SC-SS | SC To SC 1 Meter Single-Mode Simplex Cable | 12 | 1. Base Price
Y1 : CBF-SC01ST-MD | SC To ST 1 Meter Multi-Mode Duplex Cable | 16 | 1. Base Price
Y1 : CBF-SC01ST-SD | SC To ST 1 Meter Single-Mode Duplex Cable | 18 | 1. Base Price
Y1 : CBF-SC02LC-MD | SC To LC 2 Meter Multi-Mode Duplex Cable | 18 | 1. Base Price
Y1 : CBF-SC02LC-SD | SC To LC 2 Meter Single-Mode Duplex Cable | 20 | 1. Base Price
Y1 : CBF-SC02LC-SS | SC To LC 2 Meter Single-Mode Simplex Cable | 12 | 1. Base Price
Y1 : CBF-SC02SC-MD | SC To SC 2 Meter Multi-Mode Duplex Cable | 18 | 1. Base Price
Y1 : CBF-SC02SC-SD | SC To SC 2 Meter Single-Mode Duplex Cable | 19 | 1. Base Price
Y1 : CBF-SC02ST-MD | SC To ST 2 Meter Multi-Mode Duplex Cable | 18 | 1. Base Price
Y1 : CBF-SC02ST-SD | SC To ST 2 Meter Single-Mode Duplex Cable | 19 | 1. Base Price
Y1 : CBF-SC03SC-MD | SC To SC 3 Meter Multi-Mode Duplex Cable | 20 | 1. Base Price
Y1 : CBF-SC05LC-MD | SC To LC 5 Meter Multi-Mode Duplex Cable | 23 | 1. Base Price
Y1 : CBF-SC05LC-SD | SC To LC 5 Meter Single-Mode Duplex Cable | 23 | 1. Base Price
Y1 : CBF-SC05SC-MD | SC To SC 5 Meter Multi-Mode Duplex Cable | 23 | 1. Base Price
Y1 : CBF-SC05ST-MD | SC To ST 5 Meter Multi-Mode Duplex Cable | 22 | 1. Base Price
Y1 : CBF-SC05ST-SD | SC To ST 5 Meter Single-Mode Duplex Cable | 22 | 1. Base Price
Y1 : CBF-SC10LC-SD | SC To LC 10 Meter Single-Mode Duplex Cable | 28 | 1. Base Price
Y1 : CBF-SC20LC-MD | SC To LC 20 Meter Multi-Mode Duplex Cable | 40 | 1. Base Price
Y1 : CBF-ST01LC-MD | ST To LC 1 Meter Multi-Mode Duplex Cable | 16 | 1. Base Price
Y1 : CBF-ST01LC-SD | ST To LC 1 Meter Single-Mode Duplex Cable | 18 | 1. Base Price
Y1 : CBF-ST01ST-MD | ST To ST 1 Meter Multi-Mode Duplex Cable | 16 | 1. Base Price
Y1 : CBF-ST01ST-SD | ST To ST 1 Meter Single-Mode Duplex Cable | 17 | 1. Base Price
Y1 : CBF-ST02LC-MD | ST To LC 2 Meter Multi-Mode Duplex Cable | 18 | 1. Base Price
Y1 : CBF-ST03LC-MD | ST To LC 3 Meter Multi-Mode Duplex Cable | 20 | 1. Base Price
Y2 : AD-DB9F-DB25M | Serial Adapter - DB9 Female to DB25 Male Adapter | 6 | 1. Base Price
Y2 : AD-DB9F-TB5P35 | DB9 Female to 5-pin 3.5mm Terminal Block RS422/485 Adapter for MSC- series | 16 | 1. Base Price
Y2 : AD-DB9F-TB5P38 | DB9 Female to 5-pin 3.8mm Terminal Block RS422/485 Adapter for STE- & STW- series | 16 | 1. Base Price
Y2 : GC-F09F09-N | Mini Gender Changer DB9 F/F Null Modem | 6 | 1. Base Price
Y2 : GC-M09M09-N | Mini Gender Changer DB9 M/M Null Modem | 6 | 1. Base Price
Y4 : CB-SFP+1M | SFP+ 10GbE Direct Attach Passive Copper Cable, Male to Male, 1 Meter (3.3ft) 30AWG | 43 | 1. Base Price
Y4 : CB-SFP+4M | SFP+ 10GbE Direct Attach Passive Copper Cable, Male to Male, 4 Meters (13.1ft) 28AWG | 76 | 1. Base Price
Y4 : CB-SFP+5M | SFP+ 10GbE Direct Attach Passive Copper Cable, Male to Male, 5 Meter (16.4ft) 24AWG | 81 | 1. Base Price
Y4 : SFP-100M | (SFP-100M) 155Mpbs Fast Ethernet SFP Transceiver, Multi-Mode 2KM / LC / 1310nm, 0ºC~70ºC | 17 | 1. Base Price
Y4 : SFP-100M-H | **HP Compatible** 155Mpbs Fast Ethernet SFP Transceiver, Multi-Mode 2KM / LC / 1310nm, 0ºC~70ºC | 22 | 1. Base Price
Y4 : SFP-100M-J | **Juniper Compatible** 155Mpbs Fast Ethernet SFP Transceiver, Multi-Mode 2KM / LC / 1310nm, 0ºC~70ºC | 22 | 1. Base Price
Y4 : SFP-100M-T | 155Mpbs Fast Ethernet SFP Transceiver, Multi-Mode 2KM / LC / 1310nm, -40ºC~85ºC | 23 | 1. Base Price
Y4 : SFP-100M-T-H | **HP Compatible** 155Mpbs Fast Ethernet SFP Transceiver, Multi-Mode 2KM / LC / 1310nm, -40ºC~85ºC | 28 | 1. Base Price
Y4 : SFP-100M-T-J | **Juniper Compatible** 155Mpbs Fast Ethernet SFP Transceiver, Multi-Mode 2KM / LC / 1310nm, -40ºC~85ºC | 28 | 1. Base Price
Y4 : SFP-100S20 | 155Mpbs Fast Ethernet SFP Transceiver, Single Mode 20KM / LC / 1310nm, 0ºC~70ºC | 18 | 1. Base Price
Y4 : SFP-100S20-H | **HP Compatible** 155Mpbs Fast Ethernet SFP Transceiver, Single Mode 20KM / LC / 1310nm, 0ºC~70ºC | 23 | 1. Base Price
Y4 : SFP-100S20-J | **Juniper Compatible** 155Mpbs Fast Ethernet SFP Transceiver, Single Mode 20KM / LC / 1310nm, 0ºC~70ºC | 23 | 1. Base Price
Y4 : SFP-100S20-T | 155Mpbs Fast Ethernet SFP Transceiver, Single Mode 20KM / LC / 1310nm, -40ºC~85ºC | 24 | 1. Base Price
Y4 : SFP-100S20-T-H | **HP Compatible** 155Mpbs Fast Ethernet SFP Transceiver, Single Mode 20KM / LC / 1310nm, -40ºC~85ºC | 29 | 1. Base Price
Y4 : SFP-100S20-T-J | **Juniper Compatible** 155Mpbs Fast Ethernet SFP Transceiver, Single Mode 20KM / LC / 1310nm, -40ºC~85ºC | 29 | 1. Base Price
Y4 : SFP-100S40 | 155Mpbs Fast Ethernet SFP Transceiver, Single Mode 40KM / LC / 1310nm, 0ºC~70ºC | 29 | 1. Base Price
Y4 : SFP-100S40-H | **HP Compatible** 155Mpbs Fast Ethernet SFP Transceiver, Single Mode 40KM / LC / 1310nm, 0ºC~70ºC | 33 | 1. Base Price
Y4 : SFP-100S40-T | 155Mpbs Fast Ethernet SFP Transceiver, Single Mode 40KM / LC / 1310nm, -40ºC~85ºC | 35 | 1. Base Price
Y4 : SFP-100S40-T-H | **HP Compatible** 155Mpbs Fast Ethernet SFP Transceiver, Single Mode 40KM / LC / 1310nm, -40ºC~85ºC | 40 | 1. Base Price
Y4 : SFP-100WA20 | 155Mpbs SFP Transceiver WDM-A, Single Mode 20KM / LC / TX:1310nm RX:1550nm, 0ºC~70ºC | 24 | 1. Base Price
Y4 : SFP-100WA20-H | **HP Compatible** 155Mpbs SFP Transceiver WDM-A, Single Mode 20KM / LC / TX:1310nm RX:1550nm, 0ºC~70ºC | 28 | 1. Base Price
Y4 : SFP-100WA20-T | 155Mpbs SFP Transceiver WDM-A, Single Mode 20KM / LC / TX:1310nm RX:1550nm, -40ºC~85ºC | 30 | 1. Base Price
Y4 : SFP-100WA20-T-H | **HP Compatible** 155Mpbs SFP Transceiver WDM-A, Single Mode 20KM / LC / TX:1310nm RX:1550nm, -40ºC~85ºC | 34 | 1. Base Price
Y4 : SFP-100WB20 | 155Mpbs SFP Transceiver WDM-B, Single Mode 20KM / LC / TX:1550nm RX:1310nm, 0ºC~70ºC | 27 | 1. Base Price
Y4 : SFP-100WB20-H | **HP Compatible** 155Mpbs SFP Transceiver WDM-B, Single Mode 20KM / LC / TX:1550nm RX:1310nm, 0ºC~70ºC | 31 | 1. Base Price
Y4 : SFP-100WB20-T | 155Mpbs SFP Transceiver WDM-B, Single Mode 20KM / LC / TX:1550nm RX:1310nm, -40ºC~85ºC | 33 | 1. Base Price
Y4 : SFP-100WB20-T-H | **HP Compatible** 155Mpbs SFP Transceiver WDM-B, Single Mode 20KM / LC / TX:1550nm RX:1310nm, -40ºC~85ºC | 38 | 1. Base Price
Y4 : SFP-10G-C | 10/100/1000/10,000BASE-T Copper Ethernet SFP+ 0ºC~70ºC | 127 | 1. Base Price
Y4 : SFP-10G-M | 10G SFP+ SR Transceiver, Multi-Mode 300M / LC / 850nm, 0ºC~70ºC *** Cisco Compatible *** | 33 | 1. Base Price
Y4 : SFP-10G-M-B | **Brocade Compatible** 10G SFP+ SR Transceiver, Multi-Mode 300M / LC / 850nm, 0ºC~70ºC | 33 | 1. Base Price
Y4 : SFP-10G-M-DELL | 10G SFP+ SR Transceiver, Multi-Mode 300M / LC / 850nm, 0ºC~70ºC *** DELL Compatible *** | 33 | 1. Base Price
Y4 : SFP-10G-M-H | **HP Compatible** 10G SFP+ SR Transceiver, Multi-Mode 300M / LC / 850nm, 0ºC~70ºC | 33 | 1. Base Price
Y4 : SFP-10G-M-H3 | **HP H3C Compatible** 10G SFP+ SR Transceiver, Multi-Mode 300M / LC / 850nm, 0ºC~70ºC | 33 | 1. Base Price
Y4 : SFP-10G-M-J | **Juniper Compatible** 10G SFP+ SR Transceiver, Multi-Mode 300M / LC / 850nm, 0ºC~70ºC | 33 | 1. Base Price
Y4 : SFP-10G-S10 | 10G SFP+ LR Transceiver, Single-Mode 10KM / LC / 1310nm, 0ºC~70ºC (*** Cisco Compatible ***) | 81 | 1. Base Price
Y4 : SFP-10G-S10-DELL | 10G SFP+ LR Transceiver, Single-Mode 10KM / LC / 1310nm, 0ºC~70ºC *** DELL Compatible *** | 81 | 1. Base Price
Y4 : SFP-10G-S10-H | **HP Procurve Series Compatible** 10G SFP+ LR Transceiver, Single-Mode 10KM / LC / 1310nm, 0ºC~70ºC | 81 | 1. Base Price
Y4 : SFP-10G-S10-H3 | **HP H3C Series Compatible** 10G SFP+ LR Transceiver, Single-Mode 10KM / LC / 1310nm, 0ºC~70ºC | 81 | 1. Base Price
Y4 : SFP-10G-S10-J | **Juniper Compatible** 10G SFP+ LR Transceiver, Single-Mode 10KM / LC / 1310nm, 0ºC~70ºC | 81 | 1. Base Price
Y4 : SFP-10G-S40 | 10G SFP+ ER Transceiver, Single-Mode 40KM / LC / 1550nm, 0ºC~70ºC (*** Cisco Compatible ***) | 321 | 1. Base Price
Y4 : SFP-10G-S40-DELL | 10G SFP+ ER Transceiver, Single-Mode 40KM / LC / 1550nm, 0ºC~70ºC *** DELL Compatible *** | 321 | 1. Base Price
Y4 : SFP-10G-S40-H | **HP Compatible** 10G SFP+ ER Transceiver, Single-Mode 40KM / LC / 1550nm, 0ºC~70ºC | 356 | 1. Base Price
Y4 : SFP-10G-S80 | 10G SFP+ ZR Transceiver, Single-Mode 80KM / LC / 1550nm, 0ºC~70ºC (*** Cisco Compatible ***) | 656 | 1. Base Price
Y4 : SFP-10G-S80-DELL | 10G SFP+ ZR Transceiver, Single-Mode 80KM / LC / 1550nm, 0ºC~70ºC *** Dell Compatible *** | 656 | 1. Base Price
Y4 : SFP-10G-S80-H | **HP Compatible** 10G SFP+ ZR for HP Procurve 5406R Series Switches, Single-Mode 80KM / LC / 1550nm, 0ºC~70ºC | 749 | 1. Base Price
Y4 : SFP-10G-WA10 | 10G Fiber SFP+ Transceiver WDM-A, Single Mode 10Km / LC / TX:1270nm RX:1330nm, 0 to 70C (*** Cisco Compatible ***) | 74 | 1. Base Price
Y4 : SFP-10G-WA10-DELL | 10G Fiber SFP+ Transceiver WDM-A, Single Mode 10Km / LC / TX:1270nm RX:1330nm, 0 to 70C (*** DELL Compatible ***) | 88 | 1. Base Price
Y4 : SFP-10G-WA10-H | 10G Fiber SFP+ Transceiver WDM-A, Single Mode 10Km / LC / TX:1270nm RX:1330nm, 0 to 70C (*** HP Procurve Compatible ***) | 96 | 1. Base Price
Y4 : SFP-10G-WA10-H3 | 10G Fiber SFP+ Transceiver WDM-A, Single Mode 10Km / LC / TX:1270nm RX:1330nm, 0 to 70C (*** HP H3C Compatible ***) | 81 | 1. Base Price
Y4 : SFP-10G-WA20 | 10G Fiber SFP+ Transceiver WDM-A, Single Mode 20Km / LC / TX:1270nm RX:1330nm, 0 to 70C (*** Cisco Compatible ***) | 81 | 1. Base Price
Y4 : SFP-10G-WA20-H | 10G Fiber SFP+ Transceiver WDM-A, Single Mode 20Km / LC / TX:1270nm RX:1330nm, 0 to 70C (*** HP Procurve Compatible ***) | 97 | 1. Base Price
Y4 : SFP-10G-WA20-H3 | 10G Fiber SFP+ Transceiver WDM-A, Single Mode 20Km / LC / TX:1270nm RX:1330nm, 0 to 70C (*** HP H3C Compatible ***) | 81 | 1. Base Price
Y4 : SFP-10G-WA40 | 10G Fiber SFP+ Transceiver WDM-A, Single Mode 40Km / LC / TX:1270nm RX:1330nm, 0 to 70C (*** Cisco Compatible ***) | 129 | 1. Base Price
Y4 : SFP-10G-WA40-H | 10G Fiber SFP+ Transceiver WDM-A, Single Mode 40Km / LC / TX:1270nm RX:1330nm, 0 to 70C (*** HP Procurve Compatible ***) | 146 | 1. Base Price
Y4 : SFP-10G-WA40-H3 | 10G Fiber SFP+ Transceiver WDM-A, Single Mode 40Km / LC / TX:1270nm RX:1330nm, 0 to 70C (*** HP H3C Compatible ***) | 129 | 1. Base Price
Y4 : SFP-10G-WA60 | 10G Fiber SFP+ Transceiver WDM-A, Single Mode 60Km / LC / TX:1270nm RX:1330nm, 0 to 70C (*** Cisco Compatible ***) | 254 | 1. Base Price
Y4 : SFP-10G-WA60-DELL | (SFP-10G-WA60-DELL)10G Fiber SFP+ Transceiver WDM-A, Single Mode 60Km / LC / TX:1270nm RX:1330nm, 0 to 70C (*** DELL Compatible ***) | 254 | 1. Base Price
Y4 : SFP-10G-WA60-H | 10G Fiber SFP+ Transceiver WDM-A, Single Mode 60Km / LC / TX:1270nm RX:1330nm, 0 to 70C (*** HP Procurve Compatible ***) | 321 | 1. Base Price
Y4 : SFP-10G-WA60-H3 | 10G Fiber SFP+ Transceiver WDM-A, Single Mode 60Km / LC / TX:1270nm RX:1330nm, 0 to 70C (*** HP H3C Compatible ***) | 254 | 1. Base Price
Y4 : SFP-10G-WB10 | 10G Fiber SFP+ Transceiver WDM-B, Single Mode 10Km / LC / TX:1330nm RX:1270nm, 0 to 70C (*** Cisco Compatible ***) | 79 | 1. Base Price
Y4 : SFP-10G-WB10-H | 10G Fiber SFP+ Transceiver WDM-B, Single Mode 10Km / LC / TX:1330nm RX:1270nm, 0 to 70C (*** HP Procurve Compatible ***) | 94 | 1. Base Price
Y4 : SFP-10G-WB10-H3 | 10G Fiber SFP+ Transceiver WDM-B, Single Mode 10Km / LC / TX:1330nm RX:1270nm, 0 to 70C (*** HP H3C Compatible ***) | 83 | 1. Base Price
Y4 : SFP-10G-WB20 | 10G Fiber SFP+ Transceiver WDM-B, Single Mode 20Km / LC / TX:1330nm RX:1270nm, 0 to 70C (*** Cisco Compatible ***) | 83 | 1. Base Price
Y4 : SFP-10G-WB20-H | 10G Fiber SFP+ Transceiver WDM-B, Single Mode 20Km / LC / TX:1330nm RX:1270nm, 0 to 70C (*** HP Procurve Compatible ***) | 94 | 1. Base Price
Y4 : SFP-10G-WB20-H3 | 10G Fiber SFP+ Transceiver WDM-B, Single Mode 20Km / LC / TX:1330nm RX:1270nm, 0 to 70C (*** HP H3C Compatible ***) | 83 | 1. Base Price
Y4 : SFP-10G-WB40 | 10G Fiber SFP+ Transceiver WDM-B, Single Mode 40Km / LC / TX:1330nm RX:1270nm, 0 to 70C (*** Cisco Compatible ***) | 131 | 1. Base Price
Y4 : SFP-10G-WB40-H | 10G Fiber SFP+ Transceiver WDM-B, Single Mode 40Km / LC / TX:1330nm RX:1270nm, 0 to 70C (*** HP Procurve Compatible ***) | 149 | 1. Base Price
Y4 : SFP-10G-WB40-H3 | 10G Fiber SFP+ Transceiver WDM-B, Single Mode 40Km / LC / TX:1330nm RX:1270nm, 0 to 70C (*** HP H3C Compatible ***) | 131 | 1. Base Price
Y4 : SFP-10G-WB60 | 10G Fiber SFP+ Transceiver WDM-B, Single Mode 60Km / LC / TX:1330nm RX:1270nm, 0 to 70C (*** Cisco Compatible ***) | 245 | 1. Base Price
Y4 : SFP-10G-WB60-DELL | 10G Fiber SFP+ Transceiver WDM-B, Single Mode 60Km / LC / TX:1330nm RX:1270nm, 0 to 70C (*** DELL Compatible ***) | 254 | 1. Base Price
Y4 : SFP-10G-WB60-H | 10G Fiber SFP+ Transceiver WDM-B, Single Mode 60Km / LC / TX:1330nm RX:1270nm, 0 to 70C (*** HP Procurve Compatible ***) | 328 | 1. Base Price
Y4 : SFP-10G-WB60-H3 | 10G Fiber SFP+ Transceiver WDM-B, Single Mode 60Km / LC / TX:1330nm RX:1270nm, 0 to 70C (*** HP H3C Compatible ***) | 254 | 1. Base Price
Y4 : SFP-C | 10/100/1000BASE-T Copper Ethernet SFP 0ºC~70ºC | 43 | 1. Base Price
Y4 : SFP-C-H | **HP Compatible** 10/100/1000BASE-T Copper Ethernet SFP 0ºC~70ºC | 47 | 1. Base Price
Y4 : SFP-C1 | 1000BASE-T Copper Ethernet SFP Transceiver 0ºC~70ºC | 43 | 1. Base Price
Y4 : SFP-C1-H | **HP Compatible** 1000BASE-T Copper Ethernet SFP Transceiver 0ºC~70ºC | 47 | 1. Base Price
Y4 : SFP-M | 1.25Gbps Ethernet SFP Transceiver, Multi Mode 550M / LC / 850nm, 0ºC~70ºC | 17 | 1. Base Price
Y4 : SFP-M-B | **Brocade Compatible** 1.25Gbps Ethernet SFP Transceiver, Multi Mode 550M / LC / 850nm, 0ºC~70ºC | 21 | 1. Base Price
Y4 : SFP-M-H | **HP Compatible** 1.25Gbps Ethernet SFP Transceiver, Multi Mode 550M / LC / 850nm, 0ºC~70ºC | 21 | 1. Base Price
Y4 : SFP-M-J | **Juniper Compatible** 1.25Gbps Ethernet SFP Transceiver, Multi Mode 550M / LC / 850nm, 0ºC~70ºC | 21 | 1. Base Price
Y4 : SFP-M-T | 1.25Gbps Ethernet SFP Transceiver, Multi Mode 550M / LC / 850nm, -40ºC~85ºC | 23 | 1. Base Price
Y4 : SFP-M-T-H | **HP Compatible** 1.25Gbps Ethernet SFP Transceiver, Multi Mode 550M / LC / 850nm, -40ºC~85ºC | 28 | 1. Base Price
Y4 : SFP-M-T-J | **Juniper Compatible** 1.25Gbps Ethernet SFP Transceiver, Multi Mode 550M / LC / 850nm, -40ºC~85ºC | 28 | 1. Base Price
Y4 : SFP-M2 | 1.25Gbps Ethernet SFP Transceiver, Multi Mode 2KM / LC / 1310nm, 0ºC~70ºC | 18 | 1. Base Price
Y4 : SFP-M2-H | **HP Compatible** 1.25Gbps Ethernet SFP Transceiver, Multi Mode 2KM / LC / 1310nm, 0ºC~70ºC (HP Compatible) | 23 | 1. Base Price
Y4 : SFP-M2-T | 1.25Gbps Ethernet SFP Transceiver, Multi Mode 2KM / LC / 1310nm, -40ºC~85ºC | 24 | 1. Base Price
Y4 : SFP-M2-T-H | **HP Compatible** 1.25Gbps Ethernet SFP Transceiver, Multi Mode 2KM / LC / 1310nm, -40ºC~85ºC | 28 | 1. Base Price
Y4 : SFP-S10 | 1.25Gbps Ethernet SFP Transceiver, Single Mode 10KM / LC / 1310nm, 0ºC~70ºC | 18 | 1. Base Price
Y4 : SFP-S10-H | **HP Compatible** 1.25Gbps Ethernet SFP Transceiver, Single Mode 10KM / LC / 1310nm, 0ºC~70ºC | 23 | 1. Base Price
Y4 : SFP-S10-J | **Juniper Compatible** 1.25Gbps Ethernet SFP Transceiver, Single Mode 10KM / LC / 1310nm, 0ºC~70ºC | 23 | 1. Base Price
Y4 : SFP-S10-T | 1.25Gbps Ethernet SFP Transceiver, Single Mode 10KM / LC / 1310nm, -40ºC~85ºC | 24 | 1. Base Price
Y4 : SFP-S10-T-H | **HP Compatible** 1.25Gbps Ethernet SFP Transceiver, Single Mode 10KM / LC / 1310nm, -40ºC~85ºC | 28 | 1. Base Price
Y4 : SFP-S10-T-J | **Juniper Compatible** 1.25Gbps Ethernet SFP Transceiver, Single Mode 10KM / LC / 1310nm, -40ºC~85ºC | 28 | 1. Base Price
Y4 : SFP-S120 | 1.25Gbps Ethernet SFP Transceiver, Single Mode 120KM / LC / 1550nm, 0ºC~70ºC | 109 | 1. Base Price
Y4 : SFP-S120-H | **HP Compatible** 1.25Gbps Ethernet SFP Transceiver, Single Mode 120KM / LC / 1550nm, 0ºC~70ºC | 113 | 1. Base Price
Y4 : SFP-S120-T | 1.25Gbps Ethernet SFP Transceiver, Single Mode 120KM / LC / 1550nm, -40ºC~85ºC | 115 | 1. Base Price
Y4 : SFP-S120-T-H | **HP Compatible** 1.25Gbps Ethernet SFP Transceiver, Single Mode 120KM / LC / 1550nm, -40ºC~85ºC | 120 | 1. Base Price
Y4 : SFP-S20 | 1.25Gbps Ethernet SFP Transceiver, Single Mode 20KM / LC / 1310nm, 0ºC~70ºC | 18 | 1. Base Price
Y4 : SFP-S20-H | **HP Compatible** 1.25Gbps Ethernet SFP Transceiver, Single Mode 20KM / LC / 1310nm, 0ºC~70ºC | 23 | 1. Base Price
Y4 : SFP-S20-T | 1.25Gbps Ethernet SFP Transceiver, Single Mode 20KM / LC / 1310nm, -40ºC~85ºC | 24 | 1. Base Price
Y4 : SFP-S20-T-H | **HP Compatible** 1.25Gbps Ethernet SFP Transceiver, Single Mode 20KM / LC / 1310nm, -40ºC~85ºC | 28 | 1. Base Price
Y4 : SFP-S40 | f1.25Gbps Ethernet SFP Transceiver, Single Mode 40KM / LC / 1310nm, 0ºC~70ºC | 33 | 1. Base Price
Y4 : SFP-S40-H | **HP Compatible** 1.25Gbps Ethernet SFP Transceiver, Single Mode 40KM / LC / 1310nm, 0ºC~70ºC | 37 | 1. Base Price
Y4 : SFP-S60 | 1.25Gbps Ethernet SFP Transceiver, Single Mode 60KM / LC / 1550nm, 0ºC~70ºC | 73 | 1. Base Price
Y4 : SFP-S60-H | **HP Compatible** 1.25Gbps Ethernet SFP Transceiver, Single Mode 60KM / LC / 1550nm, 0ºC~70ºC | 77 | 1. Base Price
Y4 : SFP-S60-T | 1.25Gbps Ethernet SFP Transceiver, Single Mode 60KM / LC / 1550nm, -40ºC~85ºC | 78 | 1. Base Price
Y4 : SFP-S60-T-H | **HP Compatible** 1.25Gbps Ethernet SFP Transceiver, Single Mode 60KM / LC / 1550nm, -40ºC~85ºC | 83 | 1. Base Price
Y4 : SFP-S80 | 1.25Gbps Ethernet SFP Transceiver, Single Mode 80KM / LC / 1550nm, 0ºC~70ºC | 73 | 1. Base Price
Y4 : SFP-S80-H | **HP Compatible** 1.25Gbps Ethernet SFP Transceiver, Single Mode 80KM / LC / 1550nm, 0ºC~70ºC | 77 | 1. Base Price
Y4 : SFP-S80-T | 1.25Gbps Ethernet SFP Transceiver, Single Mode 80KM / LC / 1550nm, -40ºC~85ºC | 78 | 1. Base Price
Y4 : SFP-S80-T-H | **HP Compatible** 1.25Gbps Ethernet SFP Transceiver, Single Mode 80KM / LC / 1550nm, -40ºC~85ºC | 83 | 1. Base Price
Y4 : SFP-WA-M | 1.25G Gigabit SFP Transceiver WDM-A, MM/LC/550M/TX:1310nm RX:1550nm, 0ºC~70ºC | 30 | 1. Base Price
Y4 : SFP-WA-M-H | **HP Compatible** 1.25G Gigabit SFP Transceiver WDM-A, MM/LC/550M/TX:1310nm RX:1550nm, 0ºC~70ºC | 35 | 1. Base Price
Y4 : SFP-WA10 | 1.25G Gigabit SFP Transceiver WDM-A, SM/LC/10KM/11.0dB/TX:1310nm RX:1550nm, 0ºC~70ºC | 26 | 1. Base Price
Y4 : SFP-WA10-H | **HP Compatible** 1.25G Gigabit SFP Transceiver WDM-A, SM/LC/10KM/11.0dB/TX:1310nm RX:1550nm, 0ºC~70ºC | 31 | 1. Base Price
Y4 : SFP-WA10-T | 1.25G Gigabit SFP Transceiver WDM-A, SM/LC/10KM/11.0dB/TX:1310nm RX:1550nm, -40ºC~85ºC | 33 | 1. Base Price
Y4 : SFP-WA10-T-H | **HP Compatible** 1.25G Gigabit SFP Transceiver WDM-A, SM/LC/10KM/11.0dB/TX:1310nm RX:1550nm, -40ºC~85ºC | 37 | 1. Base Price
Y4 : SFP-WA20 | 1.25G Gigabit SFP Transceiver WDM-A, SM/LC/20KM/13.0dB/TX:1310nm RX:1550nm, 0ºC~70ºC | 26 | 1. Base Price
Y4 : SFP-WA20-H | **HP Compatible** 1.25G Gigabit SFP Transceiver WDM-A, SM/LC/20KM/13.0dB/TX:1310nm RX:1550nm, 0ºC~70ºC | 31 | 1. Base Price
Y4 : SFP-WA40 | 1.25G Gigabit SFP Transceiver WDM-A, SM/LC/40KM/21.0dB/TX:1310nm RX:1550nm, 0ºC~70ºC | 37 | 1. Base Price
Y4 : SFP-WA40-H | **HP Compatible** 1.25G Gigabit SFP Transceiver WDM-A, SM/LC/40KM/21.0dB/TX:1310nm RX:1550nm, 0ºC~70ºC | 41 | 1. Base Price
Y4 : SFP-WA60 | 1.25G Gigabit SFP Transceiver WDM-A, SM/LC/60KM/23.0dB/TX:1310nm RX:1550nm, 0ºC~70ºC | 104 | 1. Base Price
Y4 : SFP-WA60-H | **HP Compatible** 1.25G Gigabit SFP Transceiver WDM-A, SM/LC/60KM/23.0dB/TX:1310nm RX:1550nm, 0ºC~70ºC | 108 | 1. Base Price
Y4 : SFP-WA80 | 1.25G Gigabit SFP Transceiver WDM-A, SM/LC/80KM/24.0dB/TX:1490nm RX:1550nm, 0ºC~70ºC | 104 | 1. Base Price
Y4 : SFP-WA80-H | **HP Compatible** 1.25G Gigabit SFP Transceiver WDM-A, SM/LC/80KM/24.0dB/TX:1510nm RX:1590nm, 0ºC~70ºC | 108 | 1. Base Price
Y4 : SFP-WB-M | 1.25G Gigabit SFP Transceiver WDM-B, MM/LC/550M/TX:1550nm RX:1310nm, 0ºC~70ºC | 34 | 1. Base Price
Y4 : SFP-WB-M-H | **HP Compatible** 1.25G Gigabit SFP Transceiver WDM-B, MM/LC/550M/TX:1550nm RX:1310nm, 0ºC~70ºC | 38 | 1. Base Price
Y4 : SFP-WB10 | 1.25G Gigabit SFP Transceiver WDM-B, SM/LC/10KM/11.0dB/TX:1550nm RX:1310nm, 0ºC~70ºC | 30 | 1. Base Price
Y4 : SFP-WB10-H | **HP Compatible** 1.25G Gigabit SFP Transceiver WDM-B, SM/LC/10KM/11.0dB/TX:1550nm RX:1310nm, 0ºC~70ºC | 34 | 1. Base Price
Y4 : SFP-WB10-T | 1.25G Gigabit SFP Transceiver WDM-B, SM/LC/10KM/11.0dB/TX:1550nm RX:1310nm, -40ºC~85ºC | 35 | 1. Base Price
Y4 : SFP-WB10-T-H | **HP Compatible** 1.25G Gigabit SFP Transceiver WDM-B, SM/LC/10KM/11.0dB/TX:1550nm RX:1310nm, -40ºC~85ºC | 40 | 1. Base Price
Y4 : SFP-WB20 | 1.25G Gigabit SFP Transceiver WDM-B, SM/LC/20KM/13.0dB/TX:1550nm RX:1310nm, 0ºC~70ºC | 30 | 1. Base Price
Y4 : SFP-WB20-H | **HP Compatible** 1.25G Gigabit SFP Transceiver WDM-B, SM/LC/20KM/13.0dB/TX:1550nm RX:1310nm, 0ºC~70ºC | 34 | 1. Base Price
Y4 : SFP-WB40 | 1.25G Gigabit SFP Transceiver WDM-B, SM/LC/40KM/21.0dB/TX:1550nm RX:1310nm, 0ºC~70ºC | 47 | 1. Base Price
Y4 : SFP-WB40-H | **HP Compatible** 1.25G Gigabit SFP Transceiver WDM-B, SM/LC/40KM/21.0dB/TX:1550nm RX:1310nm, 0ºC~70ºC | 51 | 1. Base Price
Y4 : SFP-WB60 | 1.25G Gigabit SFP Transceiver WDM-B, SM/LC/60KM/23.0dB/TX:1550nm RX:1310nm, 0ºC~70ºC | 104 | 1. Base Price
Y4 : SFP-WB60-H | **HP Compatible** 1.25G Gigabit SFP Transceiver WDM-B, SM/LC/60KM/23.0dB/TX:1550nm RX:1310nm, 0ºC~70ºC | 108 | 1. Base Price
Y4 : SFP-WB80 | 1.25G Gigabit SFP Transceiver WDM-B, SM/LC/80KM/24.0dB/TX:1550nm RX:1490nm, 0ºC~70ºC | 104 | 1. Base Price
Y4 : SFP-WB80-H | **HP Compatible** 1.25G Gigabit SFP Transceiver WDM-B, SM/LC/80KM/24.0dB/TX:1590nm RX:1510nm, 0ºC~70ºC | 108 | 1. Base Price
Y4 : XFP-10G-M | 10G XFP SR Transceiver, Multi-Mode 300M / LC / 850nm, 0ºC~70ºC (*** Cisco Compatible ***) | 188 | 1. Base Price
Y4 : XFP-10G-S10 | 10G XFP LR Transceiver, Single-Mode 10KM / LC / 1310nm, 0ºC~70ºC (*** Cisco Compatible ***) | 247 | 1. Base Price
Y4 : XFP-10G-S40 | 10G Ethernet XFP Transceiver, Single-Mode 40kM / LC / 1550nm, 0ºC~70ºC | 945 | 1. Base Price
Y4 : XFP-10G-S80 | 10G XFP ER Transceiver, Single-Mode 80KM / LC / 1550nm, 0ºC~70ºC (*** Cisco Compatible ***) | 2309 | 1. Base Price
Y9 : CPLR-SCSC-FD | Fiber Coupler - SC to SC - Female Duplex | 6 | 1. Base Price
Y9 : CPLR-SCST-FD | Fiber Coupler - SC to ST - Female Duplex | 8 | 1. Base Price
Y9 : DIN-RACK-2U | Din-Rail to 19" Rack Mount Adapter for all Din-Rail Mountable Products, 2U Height | 73 | 1. Base Price
Y9 : DIN-RAIL-10 | 35mm Steel DIN-Rail Track - 10 Inches Long | 6 | 1. Base Price
Y9 : DIN-RAIL-20 | 35mm Steel DIN-Rail Track - 20 Inches Long | 13 | 1. Base Price
Y9 : PA-PLUG-EU | Plug Adapter - US To Euro Plug Converter | 4 | 1. Base Price
Y9 : PWRCORD-EU | Power Cord (Euro Plug) | 6 | 1. Base Price
Y9 : PWRCORD-UK | Power Cord (UK Plug) | 7 | 1. Base Price
Y9 : PWRCORD-US | Power Cord (US Plug) | 6 | 1. Base Price
Y9 : PWRCORD2-US | AC Power Cord NEMA 5-15P to ROJ 3-Wire Open End (US Plug) 18 AWG 6 feet. | 6 | 1. Base Price